## 120180 MVA Transformer (hidden)
Supplier Feedback - 120/180 MVA Transformer
Dealer | Manufacturer | Lead Time (wks) | Estimated Cost | Estimated Delivery | Production Slot Purchasing? | Additional Notes
Power Asset Recovery Corp. | [5 empty] | Searching
Mars Transformers |  | 76 |  | 2027-09-05 |  | Recommended 13.8kv on Secondary Side
Virginia Transformer |  | 56 |  | 2027-04-18
Sunbelt | [5 empty] | No Quote - Can't Find Anything
Option 1
120/160/200//224 MVA 138kv Delta - 34.5kv Grounded Wye Secondary
Option 2
180/240/300//336 MVA 138kv Delta - 34.5kv Grounded Wye Secondary
Formulas:
Estimated Delivery = IF([Lead Time (wks)]="","",TODAY()+[Lead Time (wks)]*7+30)

## PV Fiberlight (hidden)
| Option 1 | Option 2 | Option 3 | Option 4 | Rate (annual)
Upfront | 250000 | 125000 | 65000 | 0 | 10%
60 Months (Monthly Payment) | 3750 | 9250 | 12650 | 15500 | Rate (monthly)
Total | 475000 | 680000 | 824000 | 930000 | 0.0079741
PV of Monthly | 178269.376 | 439731.1275 | 601362.0284 | 736846.7542
Total PV | 428269.376 | 564731.1275 | 666362.0284 | 736846.7542

## Summary
Container | Miner Type | Status | Miner Capacity | Miner Manufacturer | Phase | Feeder Name | Switch # | High Voltage | XF # | XF SN | XF Manufacturer | XF KvA | Fluid Type | Container Manufacturer | Notes
*TP01 | Mara T2 | Deployed | 160 | Bitmain | 0 | 1A | SW001-A | 6.9KV | XF000 | 2301102024 | CIE | 2550 | OIL | Fbox
*TP02 | Whatsminer M63S | Energized | --- | MicroBT | 0 | 1A | SW001-A | 6.9KV | ***** | ********** | ********** | ***** |  | Hydro | Hash House
C000 | Mara T2 | Deployed | 160 | Bitmain | 0 | 1A | SW001-A | 6.9KV | XF001 | N/A | N/A | N/A | N/A | Fbox
C001 | Teraflux AI3680 | Deployed | 128 | Auradine | 0 | 1A | SW001-A | 6.9KV | ***** | ********** | ********** | ***** |  | Submer
C002 | Teraflux AI3680 | Deployed | 128 | Auradine | 0 | 1A | SW001-A | 6.9KV | XF002 | ST1121-353957 | Sunbelt | 2000 | OIL | Submer
C003 | BixBit Hydro | Offline | 0 |  | 0 | 1A | SW001-A | 6.9KV | ***** | ********** | ********** | ***** |  | Hydro
C004 | Whatsminer M56S++ | Deployed | 128 | MicroBT | 1 | 11A | SW002-A | 34.5KV | XF003 | 2406041 | Jiangsu Dabbojin | 2600 | FR3 | Fbox
C005 | Whatsminer M56S++ | Deployed | 128 | MicroBT | 1 | 11A | SW002-A | 34.5KV | ***** | ********** | ********** | ***** |  | Fbox
C006 | Whatsminer M56S++ | Deployed | 128 | MicroBT | 1 | 11A | SW002-B | 34.5KV | XF004 | 2406040 | Jiangsu Dabbojin | 2600 | FR3 | Fbox
C007 | Whatsminer M56S++ | Deployed | 128 | MicroBT | 1 | 11A | SW002-B | 34.5KV | ***** | ********** | ********** | ***** |  | Fbox
C008 | Whatsminer M56S++ | Deployed | 128 | MicroBT | 1 | 11A | SW002-B | 34.5KV | XF005 | 2406072 | Jiangsu Dabbojin | 2600 | FR3 | Fbox
C009 | Whatsminer M56S++ | Deployed | 128 | MicroBT | 1 | 11A | SW002-B | 34.5KV | ***** | ********** | ********** | ***** |  | Fbox
C010 | Whatsminer M56S++ | Deployed | 128 | MicroBT | 1+ | 11B | SW003-A | 34.5KV | XF006 | JC 2800-2415 | JCL Energy | 2600 | OIL | Fbox
C011 | Whatsminer M56S++ | Deployed | 128 | MicroBT | 1+ | 11B | SW003-A | 34.5KV | ***** | ********** | ********** | ***** |  | Fbox
C012 | Whatsminer M56S++ | Deployed | 128 | MicroBT | 1+ | 11B | SW003-A | 34.5KV | XF007 | JC2600-2418 | JCL Energy | 2600 | OIL | Fbox
C013 | Whatsminer M66S | Deployed | 128 | MicroBT | 1+ | 11B | SW003-A | 34.5KV | ***** | ********** | ********** | ***** |  | Fbox
C014 | Greenhash Hydro | Energized | 0 |  | 0 | 1B | SW001-B | 6.9KV | XF008 | ST1121-353953 | Sunbelt | 2000 | FR3 | Hydro
C015 | Fog Hashing Hydro | Energized | 0 |  | 0 | 1B | SW001-B | 6.9KV | ***** | ********** | ********** | ***** |  | Hydro
C016 | Fbox Hydro | Deployed | 0 |  | 0 | 2A | SW001-C | 6.9KV | XF009 | ST1121-353951 | Sunbelt | 2000 | FR3 | Hydro
C017 | Antminer S21 | Deployed | 160 | Bitmain | 0 | 2A | SW001-C | 6.9KV | ***** | ********** | ********** | ***** |  | Fbox
C018 | Whatsminer M56S++ | Deployed | 128 | MicroBT | 1 | 11A | SW002-A | 34.5KV | XF010 | 2406081 | Jiangsu Dabbojin | 2600 | FR3 | Fbox
C019 | Whatsminer M56S++ | Deployed | 128 | MicroBT | 1 | 11A | SW002-A | 34.5KV | ***** | ********** | ********** | ***** |  | Fbox
C020 | Whatsminer M56S++ | Deployed | 128 | MicroBT | 1 | 11A | SW002-B | 34.5KV | XF011 | 2406094 | Jiangsu Dabbojin | 2600 | FR3 | Fbox
C021 | Whatsminer M56S++ | Deployed | 128 | MicroBT | 1 | 11A | SW002-B | 34.5KV | ***** | ********** | ********** | ***** |  | Fbox
C022 | Whatsminer M56S++ | Deployed | 128 | MicroBT | 1 | 11A | SW002-B | 34.5KV | XF012 | 2406093 | Jiangsu Dabbojin | 2600 | FR3 | Fbox
C023 | Whatsminer M56S++ | Deployed | 128 | MicroBT | 1 | 11A | SW002-B | 34.5KV | ***** | ********** | ********** | ***** |  | Fbox
C024 | Whatsminer M56S++ | Deployed | 128 | MicroBT | 1+ | 11B | SW003-A | 34.5KV | XF013 | JC2600-2413 | JCL Energy | 2600 | OIL | Fbox
C025 | Whatsminer M56S++ | Deployed | 128 | MicroBT | 1+ | 11B | SW003-A | 34.5KV | ***** | ********** | ********** | ***** |  | Fbox
C026 | Whatsminer M56S++ | Deployed | 128 | MicroBT | 1+ | 11B | SW003-A | 34.5KV | XF014 | JC2600-2416 | JCL Energy | 2600 | OIL | Fbox
C027 | Whatsminer M56S++ | Deployed | 128 | MicroBT | 1+ | 11B | SW003-A | 34.5KV | ***** | ********** | ********** | ***** |  | Fbox
C028 | Antminer S21 | Deployed | 160 | Bitmain | 0 | 1B | SW001-B | 6.9KV | XF015 | ST1121-353960 | Sunbelt | 2000 | FR3 | Fbox
C029 | Antminer S21 | Deployed | 160 | Bitmain | 0 | 1B | SW001-B | 6.9KV | ***** | ********** | ********** | ***** |  | Fbox
C030 | Antminer S21 | Deployed | 160 | Bitmain | 0 | 2A | SW001-C | 6.9KV | XF016 | ST1121-353962 | Sunbelt | 2000 | FR3 | Fbox
C031 | Antminer S21 | Deployed | 160 | Bitmain | 0 | 2A | SW001-C | 6.9KV | ***** | ********** | ********** | ***** |  | Fbox
C032 | Whatsminer M56S++ | Deployed | 128 | MicroBT | 1 | 11A | SW002-A | 34.5KV | XF017 | 2406097 | Jiangsu Dabbojin | 2600 | FR3 | Fbox
C033 | Whatsminer M56S++ | Deployed | 128 | MicroBT | 1 | 11A | SW002-A | 34.5KV | ***** | ********** | ********** | ***** |  | Fbox
C034 | Whatsminer M56S++ | Deployed | 128 | MicroBT | 1 | 11A | SW002-B | 34.5KV | XF018 | 2406080 | Jiangsu Dabbojin | 2600 | FR3 | Fbox
C035 | Whatsminer M56S++ | Deployed | 128 | MicroBT | 1 | 11A | SW002-B | 34.5KV | ***** | ********** | ********** | ***** |  | Fbox
C036 | Whatsminer M56S++ | Deployed | 128 | MicroBT | 1 | 11A | SW002-B | 34.5KV | XF019 | 2406046 | Jiangsu Dabbojin | 2600 | FR3 | Fbox
C037 | Whatsminer M56S++ | Deployed | 128 | MicroBT | 1 | 11A | SW002-B | 34.5KV | ***** | ********** | ********** | ***** |  | Fbox
C038 | Whatsminer M56S++ | Deployed | 128 | MicroBT | 1+ | 11B | SW003-A | 34.5KV | XF020 | JC2600-2414 | JCL Energy | 2600 | OIL | Fbox
C039 | Whatsminer M56S++ | Deployed | 128 | MicroBT | 1+ | 11B | SW003-A | 34.5KV | ***** | ********** | ********** | ***** |  | Fbox
C040 | Antminer S21 | Deployed | 160 | Bitmain | 1+ | 11B | SW003-A | 34.5KV | XF021 | 2406037 | Jiangsu Dabbojin | 2600 | FR3 | Fbox
C041 | Antminer S21 | Deployed | 160 | Bitmain | 1+ | 11B | SW003-A | 34.5KV | ***** | ********** | ********** | ***** |  | Fbox
C042 | Antminer S21 | Deployed | 160 | Bitmain | 0 | 1B | SW001-B | 6.9KV | XF022 | ST1121-353955 | Sunbelt | 2000 | OIL | Fbox
C043 | Antminer S21 | Deployed | 160 | Bitmain | 0 | 1B | SW001-B | 6.9KV | ***** | ********** | ********** | ***** |  | Fbox
C044 | Antminer S21 | Deployed | 160 | Bitmain | 0 | 2A | SW001-C | 6.9KV | XF023 | TBV8381-01 | Sunbelt | 2000 | FR3 | Fbox
C045 | Antminer S21 | Deployed | 160 | Bitmain | 0 | 2A | SW001-C | 6.9KV | ***** | ********** | ********** | ***** |  | Fbox
C046 | Antminer S21 | Deployed | 160 | Bitmain | 1 | 11A | SW002-A | 34.5KV | XF024 | 2406038 | Jiangsu Dabbojin | 2600 | FR3 | Fbox
C047 | Antminer S21 | Deployed | 160 | Bitmain | 1 | 11A | SW002-A | 34.5KV | ***** | ********** | ********** | ***** |  | Fbox
C048 | TAE BESS | Offline |  | -- | 1 | 11A | SW002-B | 34.5KV | XF025 | 2406082 | Jiangsu Dabbojin | 2600 | FR3 | TAE | Not Installed
C049 | Whatsminer M56S++ | Deployed | 128 | MicroBT | 1 | 11A | SW002-B | 34.5KV | ***** | ********** | ********** | ***** |  | Fbox
C050 | Whatsminer M56S++ | Deployed | 128 | MicroBT | 1 | 11A | SW002-B | 34.5KV | XF026 | 2406098 | Jiangsu Dabbojin | 2600 | FR3 | Fbox
C051 | Whatsminer M56S++ | Deployed | 128 | MicroBT | 1 | 11A | SW002-B | 34.5KV | ***** | ********** | ********** | ***** |  | Fbox
C052 | Whatsminer M56S++ / M66S | Deployed | 128 | MicroBT | 1+ | 11B | SW003-A | 34.5KV | XF027 | JC2600-2408 | JCL Energy | 2600 | OIL | Fbox
C053 | Whatsminer M66S | Deployed | 128 | MicroBT | 1+ | 11B | SW003-A | 34.5KV | ***** | ********** | ********** | ***** |  | Fbox
C054 | Antminer S21 | Deployed | 160 | Bitmain | 1+ | 11B | SW003-A | 34.5KV | XF028 | 2406089 | Jiangsu Dabbojin | 2600 | FR3 | Fbox
C055 | Antminer S21 | Deployed | 160 | Bitmain | 1+ | 11B | SW003-A | 34.5KV | ***** | ********** | ********** | ***** |  | Fbox
C056 | Antminer S21 | Deployed | 160 | Bitmain | 1+ | 11B | SW003-B | 34.5KV | XF029 | 2406083 | Jiangsu Dabbojin | 2600 | FR3 | Fbox
C057 | Antminer S21 | Deployed | 160 | Bitmain | 1+ | 11B | SW003-B | 34.5KV | ***** | ********** | ********** | ***** |  | Fbox
C058 | Antminer S21 | Deployed | 160 | Bitmain | 1+ | 11B | SW003-B | 34.5KV | XF030 | 2406051 | Jiangsu Dabbojin | 2600 | FR3 | Fbox
C059 | Antminer S21 | Deployed | 160 | Bitmain | 1+ | 11B | SW003-B | 34.5KV | ***** | ********** | ********** | ***** |  | Fbox
C060 | Antminer S21 | Deployed | 160 | Bitmain | 1+ | 11B | SW003-B | 34.5KV | XF031 | 2406053 | Jiangsu Dabbojin | 2600 | FR3 | Fbox
C061 | Antminer S21 | Deployed | 160 | Bitmain | 1+ | 11B | SW003-B | 34.5KV | ***** | ********** | ********** | ***** |  | Fbox
C062 | Antminer S21 | Deployed | 160 | Bitmain | 1+ | 11B | SW003-B | 34.5KV | XF032 | 2406099 | Jiangsu Dabbojin | 2600 | FR3 | Fbox
C063 | Antminer S21 | Deployed | 160 | Bitmain | 1+ | 11B | SW003-B | 34.5KV | ***** | ********** | ********** | ***** |  | Fbox
C064 | Antminer S21 | Deployed | 160 | Bitmain | 1+ | 11B | SW003-B | 34.5KV | XF033 | 2406071 | Jiangsu Dabbojin | 2600 | FR3 | Fbox
C065 | Antminer S21 | Deployed | 160 | Bitmain | 1+ | 11B | SW003-B | 34.5KV | ***** | ********** | ********** | ***** |  | Fbox
C066 | Antminer S21 | Deployed | 160 | Bitmain | 1+ | 11B | SW003-B | 34.5KV | XF034 | 2406054 | Jiangsu Dabbojin | 2600 | FR3 | Fbox
C067 | Antminer S21 | Deployed | 160 | Bitmain | 1+ | 11B | SW003-B | 34.5KV | ***** | ********** | ********** | ***** |  | Fbox
C068 | Antminer S21 | Deployed | 160 | Bitmain | 1+ | 11B | SW003-B | 34.5KV | XF035 | 20112290433 | Sunbelt | 2000 | OIL | Fbox
C069 | Antminer S21 | Deployed | 160 | Bitmain | 1+ | 11B | SW003-B | 34.5KV | ***** | ********** | ********** | ***** |  | Fbox
C070 | Antminer S21 | Deployed | 160 | Bitmain | 1+ | 11B | SW003-B | 34.5KV | XF036 | 20112290338 | Sunbelt | 2000 | OIL | Fbox
C071 | Antminer S21 | Deployed | 160 | Bitmain | 1+ | 11B | SW003-B | 34.5KV | ***** | ********** | ********** | ***** |  | Fbox
C072 | Antminer S21 | Deployed | 160 | Bitmain | 2 | 11C | SW004-A | 34.5KV | XF037 | M22E15968 | Sunbelt | 2000 | OIL | Fbox
C073 | Antminer S21 | Deployed | 160 | Bitmain | 2 | 11C | SW004-A | 34.5KV | ***** | ********** | ********** | ***** |  | Fbox
C074 | Antminer S21 | Deployed | 160 | Bitmain | 2 | 11C | SW004-A | 34.5KV | XF038 | M22D24605 | Sunbelt | 2000 | OIL | Fbox
C075 | Antminer S21 | Deployed | 160 | Bitmain | 2 | 11C | SW004-A | 34.5KV | ***** | ********** | ********** | ***** |  | Fbox
C076 | Antminer S21 | Deployed | 160 | Bitmain | 2 | 11C | SW004-A | 34.5KV | XF039 | M22E15969 | Sunbelt | 2000 | OIL | Fbox
C077 | Antminer S21 | Deployed | 160 | Bitmain | 2 | 11C | SW004-A | 34.5KV | ***** | ********** | ********** | ***** |  | Fbox
C078 | Antminer S21 | Deployed | 160 | Bitmain | 2 | 11C | SW004-A | 34.5KV | XF040 | 20112290346 | Sunbelt | 2000 | OIL | Fbox
C079 | Antminer S21 | Deployed | 160 | Bitmain | 2 | 11C | SW004-A | 34.5KV | ***** | ********** | ********** | ***** |  | Fbox
C080 | Antminer S21 | Deployed | 160 | Bitmain | 2 | 11C | SW004-B | 34.5KV | XF041 | M222D24612 | Sunbelt | 2000 | OIL | Fbox
C081 | Antminer S21 | Deployed | 160 | Bitmain | 2 | 11C | SW004-B | 34.5KV | ***** | ********** | ********** | ***** |  | Fbox
C082 | Antminer S21 | Deployed | 160 | Bitmain | 2 | 11C | SW004-B | 34.5KV | XF042 | M21F19311 | Sunbelt | 2000 | OIL | Fbox
C083 | Antminer S21 | Deployed | 160 | Bitmain | 2 | 11C | SW004-B | 34.5KV | ***** | ********** | ********** | ***** |  | Fbox
C084 | Antminer S21 | Deployed | 160 | Bitmain | 2 | 11C | SW004-B | 34.5KV | XF043 | 20112290444 | Sunbelt | 2000 | OIL | Fbox
C085 | Antminer S21 | Deployed | 160 | Bitmain | 2 | 11C | SW004-B | 34.5KV | ***** | ********** | ********** | ***** |  | Fbox
C086 | Antminer S21 | Deployed | 160 | Bitmain | 2 | 11C | SW004-B | 34.5KV | XF044 | 20112290416 | Sunbelt | 2000 | OIL | Fbox
C087 | Antminer S21 | Deployed | 160 | Bitmain | 2 | 11C | SW004-B | 34.5KV | ***** | ********** | ********** | ***** |  | Fbox
C088 | Antminer S21 | Deployed | 160 | Bitmain | 3 | 12A | SW005-A | 34.5KV | XF045 | M22D24604 | Sunbelt | 2000 | OIL | Fbox
C089 | Antminer S21 | Deployed | 160 | Bitmain | 3 | 12A | SW005-A | 34.5KV | ***** | ********** | ********** | ***** |  | Fbox
C090 | Antminer S21 | Deployed | 160 | Bitmain | 3 | 12A | SW005-A | 34.5KV | XF046 | M22D24603 | Sunbelt | 2000 | OIL | Fbox
C091 | Antminer S21 | Deployed | 160 | Bitmain | 3 | 12A | SW005-A | 34.5KV | ***** | ********** | ********** | ***** |  | Fbox
C092 | Antminer S21 | Deployed | 160 | Bitmain | 3 | 12A | SW005-A | 34.5KV | XF047 | M21F19627 | Sunbelt | 2000 | OIL | Fbox
C093 | Antminer S21 | Deployed | 160 | Bitmain | 3 | 12A | SW005-A | 34.5KV | ***** | ********** | ********** | ***** |  | Fbox
C094 | Antminer S21 | Deployed | 160 | Bitmain | 3 | 12A | SW005-A | 34.5KV | XF048 | M22D24607 | Sunbelt | 2000 | OIL | Fbox
C095 | Antminer S21 | Deployed | 160 | Bitmain | 3 | 12A | SW005-A | 34.5KV | ***** | ********** | ********** | ***** |  | Fbox
C096 | Antminer S21 | Deployed | 160 | Bitmain | 3 | 12A | SW005-A | 34.5KV | XF049 | 20112290347 | Sunbelt | 2000 | OIL | Fbox
C097 | Antminer S21 | Deployed | 160 | Bitmain | 3 | 12A | SW005-A | 34.5KV | ***** | ********** | ********** | ***** |  | Fbox
C098 | Antminer S21 | Deployed | 160 | Bitmain | 3 | 12A | SW005-A | 34.5KV | XF050 | JC2550-22121 | JCL Energy | 2600 | FR3 | Fbox
C099 | Antminer S21 | Deployed | 160 | Bitmain | 3 | 12A | SW005-A | 34.5KV | ***** | ********** | ********** | ***** |  | Fbox
C100 | Antminer S21 | Deployed | 160 | Bitmain | 3 | 12A | SW005-A | 34.5KV | XF051 | M21F19309 | Sunbelt | 2000 | OIL | Fbox
C101 | Antminer S21 | Deployed | 160 | Bitmain | 3 | 12A | SW005-A | 34.5KV | ***** | ********** | ********** | ***** |  | Fbox
C102 | Antminer S21 | Deployed | 160 | Bitmain | 3 | 12A | SW005-A | 34.5KV | XF052 | M21F19307 | Sunbelt | 2000 | OIL | Fbox
C103 | Antminer S21 | Deployed | 160 | Bitmain | 3 | 12A | SW005-A | 34.5KV | ***** | ********** | ********** | ***** |  | Fbox
C104 | Antminer S21 | Deployed | 160 | Bitmain | 3 | 12A | SW005-A | 34.5KV | XF053 | M21F19626 | Sunbelt | 2000 | OIL | Fbox
C105 | Antminer S21 | Deployed | 160 | Bitmain | 3 | 12A | SW005-A | 34.5KV | ***** | ********** | ********** | ***** |  | Fbox
C106 | Antminer S21 | Deployed | 160 | Bitmain | 3 | 12A | SW005-A | 34.5KV | XF054 | M21F19628 | Sunbelt | 2000 | OIL | Fbox
C107 | Antminer S21 | Deployed | 160 | Bitmain | 3 | 12A | SW005-A | 34.5KV | ***** | ********** | ********** | ***** |  | Fbox
C108 | Antminer S21 | Deployed | 160 | Bitmain | 3 | 12A | SW005-B | 34.5KV | XF055 | 20112290350 | Sunbelt | 2000 | OIL | Fbox
C109 | Antminer S21 | Deployed | 160 | Bitmain | 3 | 12A | SW005-B | 34.5KV | ***** | ********** | ********** | ***** |  | Fbox
C110 | Antminer S21 | Deployed | 160 | Bitmain | 3 | 12A | SW005-B | 34.5KV | XF056 | 20112290439 | Sunbelt | 2000 | OIL | Fbox
C111 | Antminer S21 | Deployed | 160 | Bitmain | 3 | 12A | SW005-B | 34.5KV | ***** | ********** | ********** | ***** |  | Fbox
C112 | Antminer S21 | Deployed | 160 | Bitmain | 3 | 12A | SW005-B | 34.5KV | XF057 | 20112290373 | Sunbelt | 2000 | OIL | Fbox
C113 | Antminer S21 | Deployed | 160 | Bitmain | 3 | 12A | SW005-B | 34.5KV | ***** | ********** | ********** | ***** |  | Fbox
C114 | Antminer S21 | Deployed | 160 | Bitmain | 3 | 12A | SW005-B | 34.5KV | XF058 | 20112290440 | Sunbelt | 2000 | OIL | Fbox
C115 | Antminer S21 | Deployed | 160 | Bitmain | 3 | 12A | SW005-B | 34.5KV | ***** | ********** | ********** | ***** |  | Fbox
C116 | Antminer S21 | Deployed | 160 | Bitmain | 3 | 12A | SW005-B | 34.5KV | XF059 | 20112402820 | Sunbelt | 2000 | OIL | Fbox
C117 | Antminer S21 | Deployed | 160 | Bitmain | 3 | 12A | SW005-B | 34.5KV | ***** | ********** | ********** | ***** |  | Fbox
C118 | Antminer S21 | Deployed | 160 | Bitmain | 3 | 12A | SW005-B | 34.5KV | XF060 | M22E15964 | Sunbelt | 2000 | OIL | Fbox
C119 | Antminer S21 | Deployed | 160 | Bitmain | 3 | 12A | SW005-B | 34.5KV | ***** | ********** | ********** | ***** |  | Fbox
C120 | Antminer S21 | Deployed | 160 | Bitmain | 3 | 12A | SW005-B | 34.5KV | XF061 | 20112290435 | Sunbelt | 2000 | OIL | Fbox
C121 | Antminer S21 | Deployed | 160 | Bitmain | 3 | 12A | SW005-B | 34.5KV | ***** | ********** | ********** | ***** |  | Fbox
C122 | Antminer S21 | Deployed | 160 | Bitmain | 3 | 12A | SW005-B | 34.5KV | XF062 | 20112290330 | Sunbelt | 2000 | OIL | Fbox
C123 | Antminer S21 | Deployed | 160 | Bitmain | 3 | 12A | SW005-B | 34.5KV | ***** | ********** | ********** | ***** |  | Fbox
C124 | Antminer S21 | Deployed | 160 | Bitmain | 3 | 12A | SW005-B | 34.5KV | XF063 | 20112290337 | Sunbelt | 2000 | OIL | Fbox
C125 | Antminer S21 | Deployed | 160 | Bitmain | 3 | 12A | SW005-B | 34.5KV | ***** | ********** | ********** | ***** |  | Fbox
C126 | Antminer S21 | Deployed | 160 | Bitmain | 3 | 12A | SW005-B | 34.5KV | XF064 | 20112290326 | Sunbelt | 2000 | OIL | Fbox
C127 | Antminer S21 | Deployed | 160 | Bitmain | 3 | 12A | SW005-B | 34.5KV | ***** | ********** | ********** | ***** |  | Fbox
C128 | Antminer S21 | Deployed | 160 | Bitmain | 4 | 12B | SW006-A | 34.5KV | XF065 | 20112290369 | Sunbelt | 2000 | OIL | Fbox
C129 | Antminer S21 | Deployed | 160 | Bitmain | 4 | 12B | SW006-A | 34.5KV | ***** | ********** | ********** | ***** |  | Fbox
C130 | Antminer S21 | Deployed | 160 | Bitmain | 4 | 12B | SW006-A | 34.5KV | XF066 | 20112290375 | Sunbelt | 2000 | OIL | Fbox
C131 | Antminer S21 | Deployed | 160 | Bitmain | 4 | 12B | SW006-A | 34.5KV | ***** | ********** | ********** | ***** |  | Fbox
C132 | Antminer S21 | Deployed | 160 | Bitmain | 4 | 12B | SW006-A | 34.5KV | XF067 | 20112290325 | Sunbelt | 2000 | OIL | Fbox
C133 | Antminer S21 | Deployed | 160 | Bitmain | 4 | 12B | SW006-A | 34.5KV | ***** | ********** | ********** | ***** |  | Fbox
C134 | Antminer S21 | Deployed | 160 | Bitmain | 4 | 12B | SW006-A | 34.5KV | XF068 | 20112290430 | Sunbelt | 2000 | OIL | Fbox
C135 | Antminer S21 | Deployed | 160 | Bitmain | 4 | 12B | SW006-A | 34.5KV | ***** | ********** | ********** | ***** |  | Fbox
C136 | Antminer S21 | Deployed | 160 | Bitmain | 4 | 12B | SW006-A | 34.5KV | XF069 | 20112290372 | Sunbelt | 2000 | OIL | Fbox
C137 | Antminer S21 | Deployed | 160 | Bitmain | 4 | 12B | SW006-A | 34.5KV | ***** | ********** | ********** | ***** |  | Fbox
C138 | Antminer S21 | Deployed | 160 | Bitmain | 4 | 12B | SW006-A | 34.5KV | XF070 | 20112290377 | Sunbelt | 2000 | OIL | Fbox
C139 | Antminer S21 | Deployed | 160 | Bitmain | 4 | 12B | SW006-A | 34.5KV | ***** | ********** | ********** | ***** |  | Fbox
C140 | Antminer S21 | Deployed | 160 | Bitmain | 4 | 12B | SW006-A | 34.5KV | XF071 | 20112290442 | Sunbelt | 2000 | OIL | Fbox
C141 | Antminer S21 | Deployed | 160 | Bitmain | 4 | 12B | SW006-A | 34.5KV | ***** | ********** | ********** | ***** |  | Fbox
C142 | Antminer S21 | Deployed | 160 | Bitmain | 4 | 12B | SW006-A | 34.5KV | XF072 | 20112290333 | Sunbelt | 2000 | OIL | Fbox
C143 | Antminer S21 | Deployed | 160 | Bitmain | 4 | 12B | SW006-A | 34.5KV | ***** | ********** | ********** | ***** |  | Fbox
C144 | Antminer S21 | Deployed | 160 | Bitmain | 4 | 12B | SW006-A | 34.5KV | XF073 | 20112290438 | Sunbelt | 2000 | OIL | Fbox
C145 | Antminer S21 | Deployed | 160 | Bitmain | 4 | 12B | SW006-A | 34.5KV | ***** | ********** | ********** | ***** |  | Fbox
C146 | Antminer S21 | Deployed | 160 | Bitmain | 4 | 12B | SW006-A | 34.5KV | XF074 | 20112290366 | Sunbelt | 2000 | OIL | Fbox
C147 | Antminer S21 | Deployed | 160 | Bitmain | 4 | 12B | SW006-A | 34.5KV | ***** | ********** | ********** | ***** |  | Fbox
C148 | Antminer S21 | Deployed | 160 | Bitmain | 4 | 12B | SW006-B | 34.5KV | XF075 | 20112290352 | Sunbelt | 2000 | OIL | Fbox
C149 | Antminer S21 | Deployed | 160 | Bitmain | 4 | 12B | SW006-B | 34.5KV | ***** | ********** | ********** | ***** |  | Fbox
C150 | Antminer S21 | Deployed | 160 | Bitmain | 4 | 12B | SW006-B | 34.5KV | XF076 | 20112290332 | Sunbelt | 2000 | OIL | Fbox
C151 | Antminer S21 | Deployed | 160 | Bitmain | 4 | 12B | SW006-B | 34.5KV | ***** | ********** | ********** | ***** |  | Fbox
C152 | Antminer S21 | Deployed | 160 | Bitmain | 4 | 12B | SW006-B | 34.5KV | XF077 | 20112290351 | Sunbelt | 2000 | OIL | Fbox
C153 | Antminer S21 | Deployed | 160 | Bitmain | 4 | 12B | SW006-B | 34.5KV | ***** | ********** | ********** | ***** |  | Fbox
C154 | Antminer S21 | Deployed | 160 | Bitmain | 4 | 12B | SW006-B | 34.5KV | XF078 | 20112290358 | Sunbelt | 2000 | OIL | Fbox
C155 | Antminer S21 | Deployed | 160 | Bitmain | 4 | 12B | SW006-B | 34.5KV | ***** | ********** | ********** | ***** |  | Fbox
C156 | Antminer S21 | Deployed | 160 | Bitmain | 4 | 12B | SW006-B | 34.5KV | XF079 | 20112290380 | Sunbelt | 2000 | OIL | Fbox
C157 | Antminer S21 | Deployed | 160 | Bitmain | 4 | 12B | SW006-B | 34.5KV | ***** | ********** | ********** | ***** |  | Fbox
C158 | Antminer S21 | Deployed | 160 | Bitmain | 4 | 12B | SW006-B | 34.5KV | XF080 | 20112290327 | Sunbelt | 2000 | OIL | Fbox
C159 | Antminer S21 | Deployed | 160 | Bitmain | 4 | 12B | SW006-B | 34.5KV | ***** | ********** | ********** | ***** |  | Fbox
C160 | Antminer S21 | Deployed | 160 | Bitmain | 4 | 12B | SW006-B | 34.5KV | XF081 | 20112290388 | Sunbelt | 2000 | OIL | Fbox
C161 | Antminer S21 | Deployed | 160 | Bitmain | 4 | 12B | SW006-B | 34.5KV | ***** | ********** | ********** | ***** |  | Fbox
C162 | Antminer S21 | Deployed | 160 | Bitmain | 4 | 12B | SW006-B | 34.5KV | XF082 | M21F19629 | Sunbelt | 2000 | OIL | Fbox
C163 | Antminer S21 | Deployed | 160 | Bitmain | 4 | 12B | SW006-B | 34.5KV | ***** | ********** | ********** | ***** |  | Fbox
C164 | Antminer S21 | Deployed | 160 | Bitmain | 4 | 12B | SW006-B | 34.5KV | XF083 | 20112290408 | Sunbelt | 2000 | OIL | Fbox
C165 | Antminer S21 | Deployed | 160 | Bitmain | 4 | 12B | SW006-B | 34.5KV | ***** | ********** | ********** | ***** |  | Fbox
C166 | Antminer S21 | Deployed | 160 | Bitmain | 4 | 12B | SW006-B | 34.5KV | XF084 | M21F19617 | Sunbelt | 2000 | OIL | Fbox
C167 | Antminer S21 | Deployed | 160 | Bitmain | 4 | 12B | SW006-B | 34.5KV | ***** | ********** | ********** | ***** |  | Fbox
C168 | Antminer S21 | Deployed | 160 | Bitmain | 5 | 12C | SW007-A | 34.5KV | XF085 | M21F19615 | Sunbelt | 2000 | OIL | Fbox
C169 | Antminer S21 | Deployed | 160 | Bitmain | 5 | 12C | SW007-A | 34.5KV | ***** | ********** | ********** | ***** |  | Fbox
C170 | Antminer S21 | Deployed | 160 | Bitmain | 5 | 12C | SW007-A | 34.5KV | XF086 | JC2550-22125 | JCL Energy | 2600 | FR3 | Fbox
C171 | Antminer S21 | Deployed | 160 | Bitmain | 5 | 12C | SW007-A | 34.5KV | ***** | ********** | ********** | ***** |  | Fbox
C172 | Antminer S21 | Deployed | 160 | Bitmain | 5 | 12C | SW007-A | 34.5KV | XF087 | M21F19625 | Sunbelt | 2000 | OIL | Fbox
C173 | Antminer S21 | Deployed | 160 | Bitmain | 5 | 12C | SW007-A | 34.5KV | ***** | ********** | ********** | ***** |  | Fbox
C174 | Antminer S21 | Deployed | 160 | Bitmain | 5 | 12C | SW007-A | 34.5KV | XF088 | M21F19310 | Sunbelt | 2000 | OIL | Fbox
C175 | Antminer S21 | Deployed | 160 | Bitmain | 5 | 12C | SW007-A | 34.5KV | ***** | ********** | ********** | ***** |  | Fbox
C176 | Antminer S21 | Deployed | 160 | Bitmain | 5 | 12C | SW007-A | 34.5KV | XF089 | JC2550-22123 | JCL Energy | 2600 | FR3 | Fbox
C177 | Antminer S21 | Deployed | 160 | Bitmain | 5 | 12C | SW007-A | 34.5KV | ***** | ********** | ********** | ***** |  | Fbox
C178 | Antminer S21 | Deployed | 160 | Bitmain | 5 | 12C | SW007-A | 34.5KV | XF090 | JC2550-22117 | JCL Energy | 2600 | FR3 | Fbox
C179 | Antminer S21 | Deployed | 160 | Bitmain | 5 | 12C | SW007-A | 34.5KV | ***** | ********** | ********** | ***** |  | Fbox
C180 | Antminer S21 | Deployed | 160 | Bitmain | 5 | 12C | SW007-A | 34.5KV | XF091 | JC2550-22130 | JCL Energy | 2600 | FR3 | Fbox
C181 | Antminer S21 | Deployed | 160 | Bitmain | 5 | 12C | SW007-A | 34.5KV | ***** | ********** | ********** | ***** |  | Fbox
C182 | Antminer S21 | Deployed | 160 | Bitmain | 5 | 12C | SW007-A | 34.5KV | XF092 | JC2550-22120 | JCL Energy | 2600 | FR3 | Fbox
C183 | Antminer S21 | Deployed | 160 | Bitmain | 5 | 12C | SW007-A | 34.5KV | ***** | ********** | ********** | ***** |  | Fbox
C184 | Antminer S21 | Deployed | 160 | Bitmain | 5 | 12C | SW007-A | 34.5KV | XF093 | M22D18708 | Sunbelt | 2000 | OIL | Fbox
C185 | Antminer S21 | Deployed | 160 | Bitmain | 5 | 12C | SW007-A | 34.5KV | ***** | ********** | ********** | ***** |  | Fbox
C186 | ** NOT USED ** | Offline |  | ** NOT USED ** | 5 | 12C | SW007-A | 34.5KV | XF094 |  |  |  |  | Fbox | Not used due to power limitations of the substation transformer/HV cables
C187 | ** NOT USED ** | Offline |  | ** NOT USED ** | 5 | 12C | SW007-A | 34.5KV | ***** | ********** | ********** | ***** |  | Fbox | Not used due to power limitations of the substation transformer/HV cables
C188 | Whatsminer M60S | Deployed | 486 | MicroBT |  | 24C | N/A | 13.8KV | XF095 | M22B19432 | Sunbelt | 2000 | OIL | RK
C189 | Antminer S21 | Deployed | 160 | Bitmain | 5 | 12C | SW007-B | 34.5KV | XF096 | JC2550-22119 | JCL Energy | 2600 | FR3 | Fbox
C190 | Antminer S21 | Deployed | 160 | Bitmain | 5 | 12C | SW007-B | 34.5KV | ***** | ********** | ********** | ***** |  | Fbox
C191 | Antminer S21 | Deployed | 160 | Bitmain | 5 | 12C | SW007-B | 34.5KV | XF097 | JCL2550-22128 | JCL Energy | 2550 | FR3 | Fbox
C192 | Antminer S21 | Deployed | 160 | Bitmain | 5 | 12C | SW007-B | 34.5KV | ***** | ********** | ********** | ***** |  | Fbox
C193 | Antminer S21 | Deployed | 160 | Bitmain | 5 | 12C | SW007-B | 34.5KV | XF098 | M21F19630 | Sunbelt | 2000 | OIL | Fbox
C194 | Antminer S21 | Deployed | 160 | Bitmain | 5 | 12C | SW007-B | 34.5KV | ***** | ********** | ********** | ***** |  | Fbox
C195 | Antminer S21 | Deployed | 160 | Bitmain | 5 | 12C | SW007-B | 34.5KV | XF099 | M21F19308 | Sunbelt | 2000 | OIL | Fbox
C196 | Antminer S21 | Deployed | 160 | Bitmain | 5 | 12C | SW007-B | 34.5KV | ***** | ********** | ********** | ***** |  | Fbox
C197 | Antminer S21 | Deployed | 160 | Bitmain | 5 | 12C | SW007-B | 34.5KV | XF100 | M22D24608 | Sunbelt | 2000 | OIL | Fbox
C198 | Antminer S21 | Deployed | 160 | Bitmain | 5 | 12C | SW007-B | 34.5KV | ***** | ********** | ********** | ***** |  | Fbox
C199 | Antminer S21 | Deployed | 160 | Bitmain | 5 | 12C | SW007-B | 34.5KV | XF101 | M22D24606 | Sunbelt | 2000 | OIL | Fbox
C200 | Antminer S21 | Deployed | 160 | Bitmain | 5 | 12C | SW007-B | 34.5KV | ***** | ********** | ********** | ***** |  | Fbox
C201 | Antminer S21 | Deployed | 160 | Bitmain | 5 | 12C | SW007-B | 34.5KV | XF102 | M22E11697 | Sunbelt | 2000 | OIL | Fbox
C202 | Antminer S21 | Deployed | 160 | Bitmain | 5 | 12C | SW007-B | 34.5KV | ***** | ********** | ********** | ***** |  | Fbox
C203 | Antminer S21 | Deployed | 160 | Bitmain | 5 | 12C | SW007-B | 34.5KV | XF103 | JC2550-22124 | JCL Energy | 2550 | FR3 | Fbox
C204 | Antminer S21 | Deployed | 160 | Bitmain | 5 | 12C | SW007-B | 34.5KV | ***** | ********** | ********** | ***** |  | Fbox
C205 | Antminer S21 | Deployed | 160 | Bitmain | 5 | 12C | SW007-B | 34.5KV | XF104 | M22D24610 | Sunbelt | 2000 | OIL | Fbox
C206 | Antminer S21 | Deployed | 160 | Bitmain | 5 | 12C | SW007-B | 34.5KV | ***** | ********** | ********** | ***** |  | Fbox
C207 | ** NOT USED ** | Offline |  | ** NOT USED ** | 5 | 12C | SW007-B | 34.5KV | XF105 |  |  |  |  | Fbox | Not used due to power limitations of the substation transformer/HV cables
C208 | ** NOT USED ** | Offline |  | ** NOT USED ** | 5 | 12C | SW007-B | 34.5KV | ***** | ********** | ********** | ***** |  | Fbox | Not used due to power limitations of the substation transformer/HV cables
C209 | Whatsminer M60S | Deployed | 486 | MicroBT |  | 24B | N/A | 13.8KV | XF106 | M22A16812 | Sunbelt | 2000 | OIL | RK
C210 | Empty | Offline |  | Bitmain |  | 24C | N/A | 13.8KV | XF107 | M22A10210 | Sunbelt | 2000 | OIL | RK | Power off when phase 6 energized.
C211 | Antminer S21 | Deployed | 160 | Bitmain | 6 | 21A | N/A | 13.8KV | XF108 | 82413877774 | Sunbelt | 2000 | OIL | Fbox | M22A29009 Changed it out. 1/7/25
C212 | Antminer S21 | Deployed | 160 | Bitmain | 6 | 21A | N/A | 13.8KV | ***** | ********** | ********** | ***** |  | Fbox
C213 | Antminer S21 | Deployed | 160 | Bitmain | 6 | 21A | N/A | 13.8KV | XF109 | M22A10212 | Sunbelt | 2000 | OIL | Fbox
C214 | Antminer S21 | Deployed | 160 | Bitmain | 6 | 21A | N/A | 13.8KV | ***** | ********** | ********** | ***** |  | Fbox
C215 | Antminer S21 | Deployed | 160 | Bitmain | 6 | 21A | N/A | 13.8KV | XF110 | 92413908002 | Sunbelt | 2500 | OIL | Fbox
C216 | Antminer S21 | Deployed | 160 | Bitmain | 6 | 21A | N/A | 13.8KV | ***** | ********** | ********** | ***** |  | Fbox
C217 | Antminer S21 | Deployed | 160 | Bitmain | 6 | 21A | N/A | 13.8KV | XF111 | M22B19444 | Sunbelt | 2000 | OIL | Fbox
C218 | Antminer S21 | Deployed | 160 | Bitmain | 6 | 21A | N/A | 13.8KV | ***** | ********** | ********** | ***** |  | Fbox
C219 | Antminer S21 | Deployed | 160 | Bitmain | 6 | 21A | N/A | 13.8KV | XF112 | M22A16802 | Sunbelt | 2000 | OIL | Fbox
C220 | Antminer S21 | Deployed | 160 | Bitmain | 6 | 21A | N/A | 13.8KV | ***** | ********** | ********** | ***** |  | Fbox
C221 | Antminer S21 | Deployed | 160 | Bitmain | 6 | 21A | N/A | 13.8KV | XF113 | M22A16804 | Sunbelt | 2000 | OIL | Fbox
C222 | Antminer S21 | Deployed | 160 | Bitmain | 6 | 21A | N/A | 13.8KV | ***** | ********** | ********** | ***** |  | Fbox
C223 | Whatsminer M60S | Deployed | 486 | MicroBT |  | 23C | N/A | 13.8KV | XF114 | M22A16795 | Sunbelt | 2000 | OIL | RK
C224 | Whatsminer M60S | Deployed | 486 | MicroBT |  | 24A | N/A | 13.8KV | XF115 | M22A10214 | Sunbelt | 2000 | OIL | RK
C225 | Empty | Offline |  | Bitmain |  | 24B | N/A | 13.8KV | XF116 | M22A29005 | Sunbelt | 2000 | OIL | RK | Power off when phase 6 energized.
C226 | Whatsminer M60S | Deployed | 486 | MicroBT |  | 24C | N/A | 13.8KV | XF117 | M22B19443 | Sunbelt | 2000 | OIL | RK
C227 | Antminer S21 | Deployed | 160 | Bitmain | 6 | 21B | N/A | 13.8KV | XF118 | 82212836989 | Sunbelt | 2000 | FR3 | Fbox
C228 | Antminer S21 | Deployed | 160 | Bitmain | 6 | 21B | N/A | 13.8KV | ***** | ********** | ********** | ***** |  | Fbox
C229 | Antminer S21 | Deployed | 160 | Bitmain | 6 | 21B | N/A | 13.8KV | XF119 | 82212836990 | Sunbelt | 2000 | FR3 | Fbox
C230 | Antminer S21 | Deployed | 160 | Bitmain | 6 | 21B | N/A | 13.8KV | ***** | ********** | ********** | ***** |  | Fbox
C231 | Antminer S21 | Deployed | 160 | Bitmain | 6 | 21B | N/A | 13.8KV | XF120 | 124021162A | Sunbelt | 2000 | OIL | Fbox
C232 | Antminer S21 | Deployed | 160 | Bitmain | 6 | 21B | N/A | 13.8KV | ***** | ********** | ********** | ***** |  | Fbox
C233 | Antminer S21 | Deployed | 160 | Bitmain | 6 | 21B | N/A | 13.8KV | XF121 | M22A29008 | Sunbelt | 2000 | OIL | Fbox
C234 | Antminer S21 | Deployed | 160 | Bitmain | 6 | 21B | N/A | 13.8KV | ***** | ********** | ********** | ***** |  | Fbox
C235 | Antminer S21 | Deployed | 160 | Bitmain | 6 | 21B | N/A | 13.8KV | XF122 | M22A16803 | Sunbelt | 2000 | OIL | Fbox
C236 | Antminer S21 | Deployed | 160 | Bitmain | 6 | 21B | N/A | 13.8KV | ***** | ********** | ********** | ***** |  | Fbox
C237 | Antminer S21 | Deployed | 160 | Bitmain | 6 | 21B | N/A | 13.8KV | XF123 | M22A16805 | Sunbelt | 2000 | OIL | Fbox
C238 | Antminer S21 | Deployed | 160 | Bitmain | 6 | 21B | N/A | 13.8KV | ***** | ********** | ********** | ***** |  | Fbox
C239 | Whatsminer M60 | Deployed | 486 | MicroBT |  | 23C | N/A | 13.8KV | XF124 | M22A10161 | Sunbelt | 2000 | OIL | RK
C240 | Empty | Offline |  | Bitmain |  | 24A | N/A | 13.8KV | XF125 | M21K19177 | Sunbelt | 2000 | OIL | RK | Power off when phase 6 energized.
C241 | Whatsminer M60S | Deployed | 486 | MicroBT |  | 24B | N/A | 13.8KV | XF126 | M22A29004 | Sunbelt | 2000 | OIL | RK
C242 | Whatsminer M60S | Deployed | 486 | MicroBT |  | 24C | N/A | 13.8KV | XF127 | 124036253A | Sunbelt | 2000 | OIL | RK
C243 | Empty | Offline |  | Bitmain |  | 21C | N/A | 13.8KV | XF128 | M22A16793 | Sunbelt | 2000 | OIL | RK | Power off when phase 6 energized.
C244 | Empty | Offline |  | Bitmain |  | 22A | N/A | 13.8KV | XF129 | M22A16794 | Sunbelt | 2000 | OIL | RK | Power off when phase 6 energized.
C245 | Whatsminer M60 / M60S | Deployed | 486 | MicroBT |  | 22B | N/A | 13.8KV | XF130 | M22A10215 | Sunbelt | 2000 | OIL | RK
C246 | Empty | Offline |  | Bitmain |  | 22C | N/A | 13.8KV | XF131 | M22A29007 | Sunbelt | 2000 | OIL | RK | Power off when phase 6 energized.
C247 | Whatsminer M60 / M60S | Deployed | 486 | MicroBT |  | 23A | N/A | 13.8KV | XF132 | M22A16797 | Sunbelt | 2000 | OIL | RK
C248 | Whatsminer M60 / M60S | Deployed | 560 | Bitmain |  | 23B | N/A | 13.8KV | XF133 | M22B19449 | Sunbelt | 2000 | OIL | RK
C249 | Whatsminer M60S | Deployed | 486 | MicroBT |  | 23C | N/A | 13.8KV | XF134 | M22A10162 | Sunbelt | 2000 | OIL | RK
C250 | Whatsminer M60 / M60S | Deployed | 486 | MicroBT |  | 24A | N/A | 13.8KV | XF135 | 124036254A | Sunbelt | 2000 | OIL | RK
C251 | Whatsminer M60 | Deployed | 486 | MicroBT |  | 24B | N/A | 13.8KV | XF136 | M22A29012 | Sunbelt | 2000 | OIL | RK
C252 | Whatsminer M60 | Deployed | 486 | MicroBT |  | 24C | N/A | 13.8KV | XF137 | M22A29011 | Sunbelt | 2000 | OIL | RK
C253 | Whatsminer M60 / M60S | Deployed | 486 | MicroBT |  | 21C | N/A | 13.8KV | XF138 | M22A29003 | Sunbelt | 2000 | OIL | RK
C254 | Whatsminer M60 / M60S | Deployed | 486 | MicroBT |  | 22A | N/A | 13.8KV | XF139 | M22A10213 | Sunbelt | 2000 | OIL | RK
C255 | Whatsminer M60 / M60S | Deployed | 486 | MicroBT |  | 22B | N/A | 13.8KV | XF140 | M22A29010 | Sunbelt | 2000 | OIL | RK
C256 | Whatsminer M60 / M60S | Deployed | 486 | MicroBT |  | 22C | N/A | 13.8KV | XF141 | M22B19433 | Sunbelt | 2000 | OIL | RK
C257 | Whatsminer M60 / M60S | Deployed | 486 | MicroBT |  | 23A | N/A | 13.8KV | XF142 | M21L18180 | Sunbelt | 2000 | OIL | RK
C258 | Whatsminer M60S | Deployed | 486 | MicroBT |  | 23B | N/A | 13.8KV | XF143 | M21L18176 | Sunbelt | 2000 | OIL | RK
C259 | Whatsminer M60S | Deployed | 486 | MicroBT |  | 23C | N/A | 13.8KV | XF144 | M22B19447 | Sunbelt | 2000 | OIL | RK
C260 | Whatsminer M60S | Deployed | 486 | MicroBT |  | 24A | N/A | 13.8KV | XF145 | M21L18174 | Sunbelt | 2000 | OIL | RK
C261 | Whatsminer M60 / M60S | Deployed | 486 | MicroBT |  | 24B | N/A | 13.8KV | XF146 | M21K19172 | Sunbelt | 2000 | OIL | RK
C262 | Whatsminer M60S | Deployed | 486 | MicroBT |  | 24C | N/A | 13.8KV | XF147 | M22B19448 | Sunbelt | 2000 | OIL | RK
C263 | Whatsminer M60S | Deployed | 486 | MicroBT |  | 21C | N/A | 13.8KV | XF148 | M22B19434 | Sunbelt | 2000 | OIL | RK
C264 | Whatsminer M60 / M60S | Deployed | 486 | MicroBT |  | 22A | N/A | 13.8KV | XF149 | M22A10160 | Sunbelt | 2000 | OIL | RK
C265 | Whatsminer M60 | Deployed | 486 | MicroBT |  | 22B | N/A | 13.8KV | XF150 | M22B20197 | Sunbelt | 2000 | OIL | RK
C266 | Whatsminer M60 / M60S | Deployed | 486 | MicroBT |  | 22C | N/A | 13.8KV | XF151 | M22A29002 | Sunbelt | 2000 | OIL | RK
C267 | Whatsminer M60S | Deployed | 486 | MicroBT |  | 23A | N/A | 13.8KV | XF152 | M21L18179 | Sunbelt | 2000 | OIL | RK
C268 | Whatsminer M60S | Deployed | 486 | MicroBT |  | 23B | N/A | 13.8KV | XF153 | M21L18178 | Sunbelt | 2000 | OIL | RK
C269 | Whatsminer M60S | Deployed | 486 | MicroBT |  | 23C | N/A | 13.8KV | XF154 | M21K19176 | Sunbelt | 2000 | OIL | RK
C270 | Whatsminer M60S | Deployed | 486 | MicroBT |  | 24A | N/A | 13.8KV | XF155 | M22A29006 | Sunbelt | 2000 | OIL | RK
C271 | Whatsminer M60S | Deployed | 486 | MicroBT |  | 21C | N/A | 13.8KV | XF156 | M21K19174 | Sunbelt | 2000 | OIL | RK
C272 | Whatsminer M60S | Deployed | 486 | MicroBT |  | 22A | N/A | 13.8KV | XF157 | M22A10154 | Sunbelt | 2000 | OIL | RK
C273 | Whatsminer M60S | Deployed | 486 | MicroBT |  | 22B | N/A | 13.8KV | XF158 | M21L18181 | Sunbelt | 2000 | OIL | RK
C274 | Whatsminer M60S | Deployed | 486 | MicroBT |  | 22C | N/A | 13.8KV | XF159 | M22A29001 | Sunbelt | 2000 | OIL | RK
C275 | Whatsminer M60S | Deployed | 486 | MicroBT |  | 23A | N/A | 13.8KV | XF160 | M22A10155 | Sunbelt | 2000 | OIL | RK
C276 | Whatsminer M60S | Deployed | 486 | MicroBT |  | 23B | N/A | 13.8KV | XF161 | M22A10156 | Sunbelt | 2000 | OIL | RK
C277 | Whatsminer M60S | Deployed | 486 | MicroBT |  | 23C | N/A | 13.8KV | XF162 | M22A28968 | Sunbelt | 2000 | OIL | RK
C278 | Whatsminer M60S | Deployed | 486 | MicroBT |  | 24A | N/A | 13.8KV | XF163 | M22A10153 | Sunbelt | 2000 | OIL | RK
C279 | Whatsminer M60S | Deployed | 486 | MicroBT |  | 21C | N/A | 13.8KV | XF164 | M21L18175 | Sunbelt | 2000 | OIL | RK
C280 | Whatsminer M60S | Deployed | 486 | MicroBT |  | 22A | N/A | 13.8KV | XF165 | M21L18177 | Sunbelt | 2000 | OIL | RK
C281 | Whatsminer M60S | Deployed | 486 | MicroBT |  | 22B | N/A | 13.8KV | XF166 | M22A10157 | Sunbelt | 2000 | OIL | RK
C282 | Whatsminer M60S | Deployed | 486 | MicroBT |  | 22C | N/A | 13.8KV | XF167 | 469446-237245 | Sunbelt | 2000 | OIL | RK
C283 | Whatsminer M60S | Deployed | 486 | MicroBT |  | 23A | N/A | 13.8KV | XF168 | M22A10158 | Sunbelt | 2000 | OIL | RK
C284 | Whatsminer M60 / M60S | Deployed | 486 | MicroBT |  | 23B | N/A | 13.8KV | XF169 | 82212836977 | Maddox | 2500 | OIL | RK
|  | TOTAL | 57476
Note on A1: [Threaded comment] Your version of Excel allows you to read this threaded comment; however, any edits to it will get removed if the file is opened in a newer version of Excel. Learn more: https://go.microsoft.com/fwlink/?linkid=870924 Comment: Please close the sheet if you are not using it so updates get saved properly.

## IP Ranges - Air
Miner Type | Container | Group A | Group B | Group C | Group D
Whatsminer M60S | C188 | 10.31.0 | 10.31.1 | 10.31.2 | 10.31.3 | .0-255
Whatsminer M60S | C209 | 10.31.4 | 10.31.5 | 10.31.6 | 10.31.7 | .0-255
Empty | C210 | 10.31.8 | 10.31.9 | 10.31.10 | 10.31.11 | .0-255
Whatsminer M60S | C223 | 10.31.12 | 10.31.13 | 10.31.14 | 10.31.15 | .0-255
Whatsminer M60S | C224 | 10.31.16 | 10.31.17 | 10.31.18 | 10.31.19 | .0-255
Empty | C225 | 10.31.20 | 10.31.21 | 10.31.22 | 10.31.23 | .0-255
Whatsminer M60S | C226 | 10.31.24 | 10.31.25 | 10.31.26 | 10.31.27 | .0-255
Whatsminer M60 | C239 | 10.31.28 | 10.31.29 | 10.31.30 | 10.31.31 | .0-255
Empty | C240 | 10.31.32 | 10.31.33 | 10.31.34 | 10.31.35 | .0-255
Whatsminer M60S | C241 | 10.31.36 | 10.31.37 | 10.31.38 | 10.31.39 | .0-255
Whatsminer M60S | C242 | 10.31.40 | 10.31.41 | 10.31.42 | 10.31.43 | .0-255
Empty | C243 | 10.31.44 | 10.31.45 | 10.31.46 | 10.31.47 | .0-255
Empty | C244 | 10.31.48 | 10.31.49 | 10.31.50 | 10.31.51 | .0-255
Whatsminer M60 / M60S | C245 | 10.31.52 | 10.31.53 | 10.31.54 | 10.31.55 | .0-255
Empty | C246 | 10.31.56 | 10.31.57 | 10.31.58 | 10.31.59 | .0-255
Whatsminer M60 / M60S | C247 | 10.31.60 | 10.31.61 | 10.31.62 | 10.31.63 | .0-255
Whatsminer M60 / M60S | C248 | 10.31.64 | 10.31.65 | 10.31.66 | 10.31.67 | .0-255
Whatsminer M60S | C249 | 10.31.68 | 10.31.69 | 10.31.70 | 10.31.71 | .0-255
Whatsminer M60 / M60S | C250 | 10.31.72 | 10.31.73 | 10.31.74 | 10.31.75 | .0-255
Whatsminer M60 | C251 | 10.31.76 | 10.31.77 | 10.31.78 | 10.31.79 | .0-255
Whatsminer M60 | C252 | 10.31.80 | 10.31.81 | 10.31.82 | 10.31.83 | .0-255
Whatsminer M60 / M60S | C253 | 10.31.84 | 10.31.85 | 10.31.86 | 10.31.87 | .0-255
Whatsminer M60 / M60S | C254 | 10.31.88 | 10.31.89 | 10.31.90 | 10.31.91 | .0-255
Whatsminer M60 / M60S | C255 | 10.31.92 | 10.31.93 | 10.31.94 | 10.31.95 | .0-255
Whatsminer M60 / M60S | C256 | 10.31.96 | 10.31.97 | 10.31.98 | 10.31.99 | .0-255
Whatsminer M60 / M60S | C257 | 10.31.100 | 10.31.101 | 10.31.102 | 10.31.103 | .0-255
Whatsminer M60S | C258 | 10.31.104 | 10.31.105 | 10.31.106 | 10.31.107 | .0-255
Whatsminer M60S | C259 | 10.31.108 | 10.31.109 | 10.31.110 | 10.31.111 | .0-255
Whatsminer M60S | C260 | 10.31.112 | 10.31.113 | 10.31.114 | 10.31.115 | .0-255
Whatsminer M60 / M60S | C261 | 10.31.116 | 10.31.117 | 10.31.118 | 10.31.119 | .0-255
Whatsminer M60S | C262 | 10.31.120 | 10.31.121 | 10.31.122 | 10.31.123 | .0-255
Whatsminer M60S | C263 | 10.31.124 | 10.31.125 | 10.31.126 | 10.31.127 | .0-255
Whatsminer M60 / M60S | C264 | 10.31.128 | 10.31.129 | 10.31.130 | 10.31.131 | .0-255
Whatsminer M60 | C265 | 10.31.132 | 10.31.133 | 10.31.134 | 10.31.135 | .0-255
Whatsminer M60 / M60S | C266 | 10.31.136 | 10.31.137 | 10.31.138 | 10.31.139 | .0-255
Whatsminer M60S | C267 | 10.31.140 | 10.31.141 | 10.31.142 | 10.31.143 | .0-255
Whatsminer M60S | C268 | 10.31.144 | 10.31.145 | 10.31.146 | 10.31.147 | .0-255
Whatsminer M60S | C269 | 10.31.148 | 10.31.149 | 10.31.150 | 10.31.151 | .0-255
Whatsminer M60S | C270 | 10.31.152 | 10.31.153 | 10.31.154 | 10.31.155 | .0-255
Whatsminer M60S | C271 | 10.31.156 | 10.31.157 | 10.31.158 | 10.31.159 | .0-255
Whatsminer M60S | C272 | 10.31.160 | 10.31.161 | 10.31.162 | 10.31.163 | .0-255
Whatsminer M60S | C273 | 10.31.164 | 10.31.165 | 10.31.166 | 10.31.167 | .0-255
Whatsminer M60S | C274 | 10.31.168 | 10.31.169 | 10.31.170 | 10.31.171 | .0-255
Whatsminer M60S | C275 | 10.31.172 | 10.31.173 | 10.31.174 | 10.31.175 | .0-255
Whatsminer M60S | C276 | 10.31.176 | 10.31.177 | 10.31.178 | 10.31.179 | .0-255
Whatsminer M60S | C277 | 10.31.180 | 10.31.181 | 10.31.182 | 10.31.183 | .0-255
Whatsminer M60S | C278 | 10.31.184 | 10.31.185 | 10.31.186 | 10.31.187 | .0-255
Whatsminer M60S | C279 | 10.31.188 | 10.31.189 | 10.31.190 | 10.31.191 | .0-255
Whatsminer M60S | C280 | 10.31.192 | 10.31.193 | 10.31.194 | 10.31.195 | .0-255
Whatsminer M60S | C281 | 10.31.196 | 10.31.197 | 10.31.198 | 10.31.199 | .0-255
Whatsminer M60S | C282 | 10.31.200 | 10.31.201 | 10.31.202 | 10.31.203 | .0-255
Whatsminer M60S | C283 | 10.31.204 | 10.31.205 | 10.31.206 | 10.31.207 | .0-255
Whatsminer M60 / M60S | C284 | 10.31.208 | 10.31.209 | 10.31.210 | 10.31.211 | .0-255
.0-255
.0-255
.0-255
.0-255
.0-255
.0-255
.0-255
.0-255
.0-255
.0-255
.0-255
.0-255
.0-255
.0-255
.0-255
.0-255
.0-255
.0-255
.0-255
.0-255
.0-255
.0-255
.0-255
.0-255
.0-255
.0-255
.0-255
.0-255
.0-255
.0-255
.0-255
.0-255
.0-255
.0-255
.0-255
.0-255
.0-255
.0-255
.0-255
.0-255
.0-255
.0-255
.0-255
.0-255
.0-255
.0-255
.0-255
.0-255
.0-255
.0-255
.0-255
.0-255
.0-255
.0-255
.0-255
.0-255
.0-255
.0-255
.0-255
.0-255
.0-255
.0-255
.0-255
.0-255
.0-255
.0-255
.0-255
.0-255
.0-255
.0-255
.0-255
.0-255
.0-255
.0-255
.0-255
.0-255
.0-255
.0-255
.0-255
.0-255
.0-255
.0-255
.0-255
.0-255
.0-255
.0-255
.0-255
.0-255
.0-255
.0-255
.0-255
.0-255
.0-255
.0-255
.0-255
.0-255
.0-255
.0-255
.0-255
.0-255
.0-255
.0-255
.0-255
.0-255
.0-255
.0-255
.0-255
.0-255
.0-255
.0-255
.0-255
.0-255
.0-255
.0-255
.0-255
.0-255
.0-255
.0-255
.0-255
.0-255
.0-255
.0-255
.0-255
.0-255
.0-255
.0-255
.0-255
.0-255
.0-255
.0-255
.0-255
.0-255
.0-255
.0-255
.0-255
.0-255
.0-255
.0-255
.0-255
.0-255
.0-255
.0-255
.0-255
.0-255
.0-255
.0-255
.0-255
.0-255
.0-255
.0-255
.0-255
.0-255
.0-255
.0-255
.0-255
.0-255
.0-255
.0-255
.0-255
.0-255
.0-255
.0-255
.0-255
.0-255
.0-255
.0-255
.0-255
.0-255
.0-255
.0-255
.0-255
.0-255
.0-255
.0-255
.0-255
.0-255
.0-255
.0-255
.0-255
.0-255
.0-255
.0-255
.0-255
.0-255
.0-255
.0-255
.0-255
.0-255
.0-255
.0-255
.0-255
.0-255
.0-255
.0-255
.0-255
.0-255
.0-255
.0-255
.0-255
.0-255
.0-255
.0-255
.0-255
.0-255
.0-255
.0-255
.0-255
.0-255
.0-255
.0-255
.0-255
.0-255
.0-255
.0-255
.0-255
.0-255
.0-255
.0-255
.0-255
.0-255
.0-255
.0-255
.0-255
.0-255
.0-255
.0-255
.0-255
.0-255
.0-255
.0-255
.0-255
.0-255
.0-255
.0-255
.0-255
.0-255
.0-255
.0-255
.0-255
.0-255
.0-255
.0-255
.0-255
.0-255
.0-255
.0-255
.0-255
.0-255
.0-255
.0-255
.0-255
.0-255
.0-255
.0-255
.0-255
.0-255
.0-255
.0-255
.0-255
.0-255
.0-255
.0-255
.0-255
.0-255
.0-255
.0-255
.0-255
.0-255
.0-255
.0-255
.0-255
.0-255
.0-255
.0-255
.0-255
.0-255
.0-255
.0-255

## IP Ranges - Immersion
Miner Type | Container | Main Switch | Tank 1 | Tank 2 | Tank 3 | Tank 4 | Tank 5 | Tank 6 | Tank 7 | Tank 8 | Phase | LEGEND |  |  | Power Target | Stock Power
Mara T2 | *TP01 | 10.21.255.186 | 10.29.11.0 | 10.29.12.0 | 10.29.13.0 | 10.29.14.0 | 10.29.15.0 | 10.29.16.0 | 10.29.17.0 | 10.29.18.0 | 0
Whatsminer M63S | *TP02 |  | Tank 1: 10.21.227.0 | 0
Mara T2 | C000 | 10.21.255.0 | 10.21.221.0 | --- | --- | ---¦ | 10.21.222.0 | --- | --- | ---¦ | 0
Teraflux AI3680 | C001 | 10.21.255.1 | 10.21.11.0 | --- | --- | ---¦ | 10.21.12.0 | --- | --- | ---¦ | 0 | Phase 0 | Pickaxe 2
Teraflux AI3680 | C002 | 10.21.255.2 | 10.21.13.0 | --- | --- | ---¦ | 10.21.14.0 | --- | --- | ---¦ | 0 | Phase 1 | Pickaxe 2
BixBit Hydro | C003 | 10.21.255.3 | 10.21.15.0 | --- | --- | ---¦ | 10.21.16.0 | --- | --- | ---¦ | 0 | Phase 1+ | Pickaxe 2
Whatsminer M56S++ | C004 | 10.21.255.4 | 10.21.17.0 | --- | --- | ---¦ | 10.21.18.0 | --- | --- | ---¦ | 1 | Phase 2 | Pickaxe 2 |  | Stock | 5700W
Whatsminer M56S++ | C005 | 10.21.255.5 | 10.21.51.0 | 10.21.52.0 | 10.21.53.0 | 10.21.54.0 | 10.21.55.0 | 10.21.56.0 | 10.21.57.0 | 10.21.58.0 | 1 | Phase 3 | Pickaxe 2 |  | Stock | 5700W
Whatsminer M56S++ | C006 | 10.21.255.6 | 10.21.61.0 | 10.21.62.0 | 10.21.63.0 | 10.21.64.0 | 10.21.65.0 | 10.21.66.0 | 10.21.67.0 | 10.21.68.0 | 1 | Phase 4 | Pickaxe 3 |  | Stock | 5700W
Whatsminer M56S++ | C007 | 10.21.255.7 | 10.21.71.0 | 10.21.72.0 | 10.21.73.0 | 10.21.74.0 | 10.21.75.0 | 10.21.76.0 | 10.21.77.0 | 10.21.78.0 | 1 | Phase 5 | Pickaxe 3 |  | Stock | 5700W
Whatsminer M56S++ | C008 | 10.21.255.8 | 10.21.81.0 | 10.21.82.0 | 10.21.83.0 | 10.21.84.0 | 10.21.85.0 | 10.21.86.0 | 10.21.87.0 | 10.21.88.0 | 1 | Phase 6 | Pickaxe 3 |  | Stock | 5700W
Whatsminer M56S++ | C009 | 10.21.255.9 | 10.21.91.0 | 10.21.92.0 | 10.21.93.0 | 10.21.94.0 | 10.21.95.0 | 10.21.96.0 | 10.21.97.0 | 10.21.98.0 | 1 |  |  |  | Stock | 5700W
Whatsminer M56S++ | C010 | 10.21.255.10 | 10.21.101.0 | 10.21.102.0 | 10.21.103.0 | 10.21.104.0 | 10.21.105.0 | 10.21.106.0 | 10.21.107.0 | 10.21.108.0 | 1+ |  |  |  | Stock | 5700W
Whatsminer M56S++ | C011 | 10.21.255.11 | 10.21.111.0 | 10.21.112.0 | 10.21.113.0 | 10.21.114.0 | 10.21.115.0 | 10.21.116.0 | 10.21.117.0 | 10.21.118.0 | 1+ |  |  |  | Stock | 5700W
Whatsminer M56S++ | C012 | 10.21.255.12 | 10.21.121.0 | 10.21.122.0 | 10.21.123.0 | 10.21.124.0 | 10.21.125.0 | 10.21.126.0 | 10.21.127.0 | 10.21.128.0 | 1+ |  |  |  | Stock | 5700W
Whatsminer M66S | C013 | 10.21.255.13 | 10.21.41.0 | --- | --- | ---¦ | 10.21.42.0 | --- | --- | ---¦ | 1+ |  |  | -255 | Stock | 5700W
Greenhash Hydro | C014 | 10.21.255.14 | 10.21.43.0 | --- | --- | ---¦ | 10.21.44.0 | --- | --- | ---¦ | 0 |  |  | -255
Fog Hashing Hydro | C015 | 10.21.255.15 | 10.22.21.0 | 10.22.22.0 | 10.22.23.0 | 10.22.24.0 | 10.22.25.0 | 10.22.26.0 | 10.22.27.0 | 10.22.28.0 | 0 |  |  | -255
Fbox Hydro | C016 | 10.21.255.16 | 10.22.31.0 | 10.22.32.0 | 10.22.33.0 | 10.22.34.0 | 10.22.35.0 | x | x | x | 0 |  |  | -255 |  |  |  |  | C016 | 10.21.255.16 | 10.21.47.0 | --- | --- | ---¦ | 10.21.48.0 | --- | --- | ---¦
Antminer S21 | C017 | 10.21.255.17 | 10.22.41.0 | 10.22.42.0 | 10.22.43.0 | 10.22.44.0 | 10.22.45.0 | 10.22.46.0 | 10.22.47.0 | 10.22.48.0 | 0 |  |  | -255 | 4800W | 3800W
Whatsminer M56S++ | C018 | 10.21.255.18 | 10.22.51.0 | 10.22.52.0 | 10.22.53.0 | 10.22.54.0 | 10.22.55.0 | 10.22.56.0 | 10.22.57.0 | 10.22.58.0 | 1 |  |  | -255 | Stock | 5700W
Whatsminer M56S++ | C019 | 10.21.255.19 | 10.22.61.0 | 10.22.62.0 | 10.22.63.0 | 10.22.64.0 | 10.22.65.0 | 10.22.66.0 | 10.22.67.0 | 10.22.68.0 | 1 |  |  | -255 | Stock | 5700W
Whatsminer M56S++ | C020 | 10.21.255.20 | 10.22.71.0 | 10.22.72.0 | 10.22.73.0 | 10.22.74.0 | 10.22.75.0 | 10.22.76.0 | 10.22.77.0 | 10.22.78.0 | 1 |  |  | -255 | Stock | 5700W
Whatsminer M56S++ | C021 | 10.21.255.21 | 10.22.81.0 | 10.22.82.0 | 10.22.83.0 | 10.22.84.0 | 10.22.85.0 | 10.22.86.0 | 10.22.87.0 | 10.22.88.0 | 1 |  |  | -255 | Stock | 5700W
Whatsminer M56S++ | C022 | 10.21.255.22 | 10.22.91.0 | 10.22.92.0 | 10.22.93.0 | 10.22.94.0 | 10.22.95.0 | 10.22.96.0 | 10.22.97.0 | 10.22.98.0 | 1 |  |  | -255 | Stock | 5700W
Whatsminer M56S++ | C023 | 10.21.255.23 | 10.22.101.0 | 10.22.102.0 | 10.22.103.0 | 10.22.104.0 | 10.22.105.0 | 10.22.106.0 | 10.22.107.0 | 10.22.108.0 | 1 |  |  | -255 | Stock | 5700W
Whatsminer M56S++ | C024 | 10.21.255.24 | 10.22.111.0 | 10.22.112.0 | 10.22.113.0 | 10.22.114.0 | 10.22.115.0 | 10.22.116.0 | 10.22.117.0 | 10.22.118.0 | 1+ |  |  | -255 | Stock | 5700W
Whatsminer M56S++ | C025 | 10.21.255.25 | 10.22.121.0 | 10.22.122.0 | 10.22.123.0 | 10.22.124.0 | 10.22.125.0 | 10.22.126.0 | 10.22.127.0 | 10.22.128.0 | 1+ |  |  | -255 | Stock | 5700W
Whatsminer M56S++ | C026 | 10.21.255.26 | 10.22.131.0 | 10.22.132.0 | 10.22.133.0 | 10.22.134.0 | 10.22.135.0 | 10.22.136.0 | 10.22.137.0 | 10.22.138.0 | 1+ |  |  | -255 | Stock | 5700W
Whatsminer M56S++ | C027 | 10.21.255.27 | 10.22.141.0 | 10.22.142.0 | 10.22.143.0 | 10.22.144.0 | 10.22.145.0 | 10.22.146.0 | 10.22.147.0 | 10.22.148.0 | 1+ |  |  | -255 | Stock | 5700W
Antminer S21 | C028 | 10.21.255.28 | 10.23.11.0 | 10.23.12.0 | 10.23.13.0 | 10.23.14.0 | 10.23.15.0 | 10.23.16.0 | 10.23.17.0 | 10.23.18.0 | 0 |  |  | -255 | 5000W | 3800W
Antminer S21 | C029 | 10.21.255.29 | 10.23.21.0 | 10.23.22.0 | 10.23.23.0 | 10.23.24.0 | 10.23.25.0 | 10.23.26.0 | 10.23.27.0 | 10.23.28.0 | 0 |  |  | -255 | 5000W | 3800W
Antminer S21 | C030 | 10.21.255.30 | 10.23.31.0 | 10.23.32.0 | 10.23.33.0 | 10.23.34.0 | 10.23.35.0 | 10.23.36.0 | 10.23.37.0 | 10.23.38.0 | 0 |  |  | -255 | 5000W | 3800W
Antminer S21 | C031 | 10.21.255.31 | 10.23.41.0 | 10.23.42.0 | 10.23.43.0 | 10.23.44.0 | 10.23.45.0 | 10.23.46.0 | 10.23.47.0 | 10.23.48.0 | 0 |  |  | -255 | 5000W | 3800W
Whatsminer M56S++ | C032 | 10.21.255.32 | 10.23.51.0 | 10.23.52.0 | 10.23.53.0 | 10.23.54.0 | 10.23.55.0 | 10.23.56.0 | 10.23.57.0 | 10.23.58.0 | 1 |  |  | -255 | Stock | 5700W
Whatsminer M56S++ | C033 | 10.21.255.33 | 10.23.61.0 | 10.23.62.0 | 10.23.63.0 | 10.23.64.0 | 10.23.65.0 | 10.23.66.0 | 10.23.67.0 | 10.23.68.0 | 1 |  |  | -255 | Stock | 5700W
Whatsminer M56S++ | C034 | 10.21.255.34 | 10.23.71.0 | 10.23.72.0 | 10.23.73.0 | 10.23.74.0 | 10.23.75.0 | 10.23.76.0 | 10.23.77.0 | 10.23.78.0 | 1 |  |  | -255 | Stock | 5700W
Whatsminer M56S++ | C035 | 10.21.255.35 | 10.23.81.0 | 10.23.82.0 | 10.23.83.0 | 10.23.84.0 | 10.23.85.0 | 10.23.86.0 | 10.23.87.0 | 10.23.88.0 | 1 |  |  | -255 | Stock | 5700W
Whatsminer M56S++ | C036 | 10.21.255.36 | 10.23.91.0 | 10.23.92.0 | 10.23.93.0 | 10.23.94.0 | 10.23.95.0 | 10.23.96.0 | 10.23.97.0 | 10.23.98.0 | 1 |  |  | -255 | Stock | 5700W
Whatsminer M56S++ | C037 | 10.21.255.37 | 10.23.101.0 | 10.23.102.0 | 10.23.103.0 | 10.23.104.0 | 10.23.105.0 | 10.23.106.0 | 10.23.107.0 | 10.23.108.0 | 1 |  |  | -255 | Stock | 5700W
Whatsminer M56S++ | C038 | 10.21.255.38 | 10.23.111.0 | 10.23.112.0 | 10.23.113.0 | 10.23.114.0 | 10.23.115.0 | 10.23.116.0 | 10.23.117.0 | 10.23.118.0 | 1+ |  |  | -255 | Stock | 5700W
Whatsminer M56S++ | C039 | 10.21.255.39 | 10.23.121.0 | 10.23.122.0 | 10.23.123.0 | 10.23.124.0 | 10.23.125.0 | 10.23.126.0 | 10.23.127.0 | 10.23.128.0 | 1+ |  |  | -255 | Stock | 5700W
Antminer S21 | C040 | 10.21.255.40 | 10.23.131.0 | 10.23.132.0 | 10.23.133.0 | 10.23.134.0 | 10.23.135.0 | 10.23.136.0 | 10.23.137.0 | 10.23.138.0 | 1+ |  |  | -255 | Stock | 3800W
Antminer S21 | C041 | 10.21.255.41 | 10.23.141.0 | 10.23.142.0 | 10.23.143.0 | 10.23.144.0 | 10.23.145.0 | 10.23.146.0 | 10.23.147.0 | 10.23.148.0 | 1+ |  |  | -255 | Stock | 3800W
Antminer S21 | C042 | 10.21.255.42 | 10.24.11.0 | 10.24.12.0 | 10.24.13.0 | 10.24.14.0 | 10.24.15.0 | 10.24.16.0 | 10.24.17.0 | 10.24.18.0 | 0 |  |  | -255 | 5000W | 3800W
Antminer S21 | C043 | 10.21.255.43 | 10.24.21.0 | 10.24.22.0 | 10.24.23.0 | 10.24.24.0 | 10.24.25.0 | 10.24.26.0 | 10.24.27.0 | 10.24.28.0 | 0 |  |  | -255 | 5000W | 3800W
Antminer S21 | C044 | 10.21.255.44 | 10.24.31.0 | 10.24.32.0 | 10.24.33.0 | 10.24.34.0 | 10.24.35.0 | 10.24.36.0 | 10.24.37.0 | 10.24.38.0 | 0 |  |  | -255 | 5000W | 3800W
Antminer S21 | C045 | 10.21.255.45 | 10.24.41.0 | 10.24.42.0 | 10.24.43.0 | 10.24.44.0 | 10.24.45.0 | 10.24.46.0 | 10.24.47.0 | 10.24.48.0 | 0 |  |  | -255 | 5000W | 3800W
Antminer S21 | C046 | 10.21.255.46 | 10.24.51.0 | 10.24.52.0 | 10.24.53.0 | 10.24.54.0 | 10.24.55.0 | 10.24.56.0 | 10.24.57.0 | 10.24.58.0 | 1 |  |  | -255 | Stock | 3800W
Antminer S21 | C047 | 10.21.255.47 | 10.24.61.0 | 10.24.62.0 | 10.24.63.0 | 10.24.64.0 | 10.24.65.0 | 10.24.66.0 | 10.24.67.0 | 10.24.68.0 | 1 |  |  | -255 | Stock | 3800W
TAE BESS | C048 | 10.21.255.48 | 10.24.71.0 | 10.24.72.0 | 10.24.73.0 | 10.24.74.0 | 10.24.75.0 | 10.24.76.0 | 10.24.77.0 | 10.24.78.0 | 1 |  |  | -255
Whatsminer M56S++ | C049 | 10.21.255.49 | 10.24.81.0 | 10.24.82.0 | 10.24.83.0 | 10.24.84.0 | 10.24.85.0 | 10.24.86.0 | 10.24.87.0 | 10.24.88.0 | 1 |  |  | -255 | Stock | 5700W
Whatsminer M56S++ | C050 | 10.21.255.50 | 10.24.91.0 | 10.24.92.0 | 10.24.93.0 | 10.24.94.0 | 10.24.95.0 | 10.24.96.0 | 10.24.97.0 | 10.24.98.0 | 1 |  |  | -255 | Stock | 5700W
Whatsminer M56S++ | C051 | 10.21.255.51 | 10.24.101.0 | 10.24.102.0 | 10.24.103.0 | 10.24.104.0 | 10.24.105.0 | 10.24.106.0 | 10.24.107.0 | 10.24.108.0 | 1 |  |  | -255 | Stock | 5700W
Whatsminer M56S++ / M66S | C052 | 10.21.255.52 | 10.24.111.0 | 10.24.112.0 | 10.24.113.0 | 10.24.114.0 | 10.24.115.0 | 10.24.116.0 | 10.24.117.0 | 10.24.118.0 | 1+ |  |  | -255 | Stock | 5700W
Whatsminer M66S | C053 | 10.21.255.53 | 10.24.121.0 | 10.24.122.0 | 10.24.123.0 | 10.24.124.0 | 10.24.125.0 | 10.24.126.0 | 10.24.127.0 | 10.24.128.0 | 1+ |  |  | -255 | Stock | 5700W
Antminer S21 | C054 | 10.21.255.54 | 10.24.131.0 | 10.24.132.0 | 10.24.133.0 | 10.24.134.0 | 10.24.135.0 | 10.24.136.0 | 10.24.137.0 | 10.24.138.0 | 1+ |  |  | -255 | Stock | 3800W
Antminer S21 | C055 | 10.21.255.55 | 10.24.141.0 | 10.24.142.0 | 10.24.143.0 | 10.24.144.0 | 10.24.145.0 | 10.24.146.0 | 10.24.147.0 | 10.24.148.0 | 1+ |  |  | -255 | Stock | 3800W
Antminer S21 | C056 | 10.21.255.56 | 10.21.141.0 | 10.21.142.0 | 10.21.143.0 | 10.21.144.0 | 10.21.145.0 | 10.21.146.0 | 10.21.147.0 | 10.21.148.0 | 1+ |  |  | -255 | Stock | 3800W
Antminer S21 | C057 | 10.21.255.57 | 10.21.151.0 | 10.21.152.0 | 10.21.153.0 | 10.21.154.0 | 10.21.155.0 | 10.21.156.0 | 10.21.157.0 | 10.21.158.0 | 1+ |  |  | -255 | Stock | 3800W
Antminer S21 | C058 | 10.21.255.58 | 10.21.161.0 | 10.21.162.0 | 10.21.163.0 | 10.21.164.0 | 10.21.165.0 | 10.21.166.0 | 10.21.167.0 | 10.21.168.0 | 1+ |  |  | -255 | Stock | 3800W
Antminer S21 | C059 | 10.21.255.59 | 10.21.171.0 | 10.21.172.0 | 10.21.173.0 | 10.21.174.0 | 10.21.175.0 | 10.21.176.0 | 10.21.177.0 | 10.21.178.0 | 1+ |  |  | -255 | Stock | 3800W
Antminer S21 | C060 | 10.21.255.60 | 10.22.151.0 | 10.22.152.0 | 10.22.153.0 | 10.22.154.0 | 10.22.155.0 | 10.22.156.0 | 10.22.157.0 | 10.22.158.0 | 1+ |  |  | -255 | Stock | 3800W
Antminer S21 | C061 | 10.21.255.61 | 10.22.161.0 | 10.22.162.0 | 10.22.163.0 | 10.22.164.0 | 10.22.165.0 | 10.22.166.0 | 10.22.167.0 | 10.22.168.0 | 1+ |  |  | -255 | Stock | 3800W
Antminer S21 | C062 | 10.21.255.62 | 10.22.171.0 | 10.22.172.0 | 10.22.173.0 | 10.22.174.0 | 10.22.175.0 | 10.22.176.0 | 10.22.177.0 | 10.22.178.0 | 1+ |  |  | -255 | Stock | 3800W
Antminer S21 | C063 | 10.21.255.63 | 10.22.181.0 | 10.22.182.0 | 10.22.183.0 | 10.22.184.0 | 10.22.185.0 | 10.22.186.0 | 10.22.187.0 | 10.22.188.0 | 1+ |  |  | -255 | Stock | 3800W
Antminer S21 | C064 | 10.21.255.64 | 10.23.151.0 | 10.23.152.0 | 10.23.153.0 | 10.23.154.0 | 10.23.155.0 | 10.23.156.0 | 10.23.157.0 | 10.23.158.0 | 1+ |  |  | -255 | Stock | 3800W
Antminer S21 | C065 | 10.21.255.65 | 10.23.161.0 | 10.23.162.0 | 10.23.163.0 | 10.23.164.0 | 10.23.165.0 | 10.23.166.0 | 10.23.167.0 | 10.23.168.0 | 1+ |  |  | -255 | Stock | 3800W
Antminer S21 | C066 | 10.21.255.66 | 10.23.171.0 | 10.23.172.0 | 10.23.173.0 | 10.23.174.0 | 10.23.175.0 | 10.23.176.0 | 10.23.177.0 | 10.23.178.0 | 1+ |  |  | -255 | Stock | 3800W
Antminer S21 | C067 | 10.21.255.67 | 10.23.181.0 | 10.23.182.0 | 10.23.183.0 | 10.23.184.0 | 10.23.185.0 | 10.23.186.0 | 10.23.187.0 | 10.23.188.0 | 1+ |  |  | -255 | Stock | 3800W
Antminer S21 | C068 | 10.21.255.68 | 10.24.151.0 | 10.24.152.0 | 10.24.153.0 | 10.24.154.0 | 10.24.155.0 | 10.24.156.0 | 10.24.157.0 | 10.24.158.0 | 1+ |  |  | -255 | Stock | 3800W
Antminer S21 | C069 | 10.21.255.69 | 10.24.161.0 | 10.24.162.0 | 10.24.163.0 | 10.24.164.0 | 10.24.165.0 | 10.24.166.0 | 10.24.167.0 | 10.24.168.0 | 1+ |  |  | -255 | Stock | 3800W
Antminer S21 | C070 | 10.21.255.70 | 10.24.171.0 | 10.24.172.0 | 10.24.173.0 | 10.24.174.0 | 10.24.175.0 | 10.24.176.0 | 10.24.177.0 | 10.24.178.0 | 1+ |  |  | -255 | Stock | 3800W
Antminer S21 | C071 | 10.21.255.71 | 10.24.181.0 | 10.24.182.0 | 10.24.183.0 | 10.24.184.0 | 10.24.185.0 | 10.24.186.0 | 10.24.187.0 | 10.24.188.0 | 1+ |  |  | -255 | Stock | 3800W
Antminer S21 | C072 | 10.21.255.72 | 10.21.181.0 | 10.21.182.0 | 10.21.183.0 | 10.21.184.0 | 10.21.185.0 | 10.21.186.0 | 10.21.187.0 | 10.21.188.0 | 2 |  |  | -255 | 4200W | 3800W
Antminer S21 | C073 | 10.21.255.73 | 10.21.191.0 | 10.21.192.0 | 10.21.193.0 | 10.21.194.0 | 10.21.195.0 | 10.21.196.0 | 10.21.197.0 | 10.21.198.0 | 2 |  |  | -255 | 4200W | 3800W
Antminer S21 | C074 | 10.21.255.74 | 10.21.201.0 | 10.21.202.0 | 10.21.203.0 | 10.21.204.0 | 10.21.205.0 | 10.21.206.0 | 10.21.207.0 | 10.21.208.0 | 2 |  |  | -255 | 4200W | 3800W
Antminer S21 | C075 | 10.21.255.75 | 10.21.211.0 | 10.21.212.0 | 10.21.213.0 | 10.21.214.0 | 10.21.215.0 | 10.21.216.0 | 10.21.217.0 | 10.21.218.0 | 2 |  |  | -255 | 4200W | 3800W
Antminer S21 | C076 | 10.21.255.76 | 10.22.191.0 | 10.22.192.0 | 10.22.193.0 | 10.22.194.0 | 10.22.195.0 | 10.22.196.0 | 10.22.197.0 | 10.22.198.0 | 2 |  |  | -255 | 4200W | 3800W
Antminer S21 | C077 | 10.21.255.77 | 10.22.201.0 | 10.22.202.0 | 10.22.203.0 | 10.22.204.0 | 10.22.205.0 | 10.22.206.0 | 10.22.207.0 | 10.22.208.0 | 2 |  |  | -255 | 4200W | 3800W
Antminer S21 | C078 | 10.21.255.78 | 10.22.211.0 | 10.22.212.0 | 10.22.213.0 | 10.22.214.0 | 10.22.215.0 | 10.22.216.0 | 10.22.217.0 | 10.22.218.0 | 2 |  |  | -255 | 4200W | 3800W
Antminer S21 | C079 | 10.21.255.79 | 10.22.221.0 | 10.22.222.0 | 10.22.223.0 | 10.22.224.0 | 10.22.225.0 | 10.22.226.0 | 10.22.227.0 | 10.22.228.0 | 2 |  |  | -255 | 4200W | 3800W
Antminer S21 | C080 | 10.21.255.80 | 10.22.231.0 | 10.22.232.0 | 10.22.233.0 | 10.22.234.0 | 10.22.235.0 | 10.22.236.0 | 10.22.237.0 | 10.22.238.0 | 2 |  |  | -255 | 4200W | 3800W
Antminer S21 | C081 | 10.21.255.81 | 10.22.241.0 | 10.22.242.0 | 10.22.243.0 | 10.22.244.0 | 10.22.245.0 | 10.22.246.0 | 10.22.247.0 | 10.22.248.0 | 2 |  |  | -255 | 4200W | 3800W
Antminer S21 | C082 | 10.21.255.82 | 10.23.191.0 | 10.23.192.0 | 10.23.193.0 | 10.23.194.0 | 10.23.195.0 | 10.23.196.0 | 10.23.197.0 | 10.23.198.0 | 2 |  |  | -255 | 4200W | 3800W
Antminer S21 | C083 | 10.21.255.83 | 10.23.201.0 | 10.23.202.0 | 10.23.203.0 | 10.23.204.0 | 10.23.205.0 | 10.23.206.0 | 10.23.207.0 | 10.23.208.0 | 2 |  |  | -255 | 4200W | 3800W
Antminer S21 | C084 | 10.21.255.84 | 10.23.211.0 | 10.23.212.0 | 10.23.213.0 | 10.23.214.0 | 10.23.215.0 | 10.23.216.0 | 10.23.217.0 | 10.23.218.0 | 2 |  |  | -255 | 4200W | 3800W
Antminer S21 | C085 | 10.21.255.85 | 10.23.221.0 | 10.23.222.0 | 10.23.223.0 | 10.23.224.0 | 10.23.225.0 | 10.23.226.0 | 10.23.227.0 | 10.23.228.0 | 2 |  |  | -255 | 4200W | 3800W
Antminer S21 | C086 | 10.21.255.86 | 10.23.231.0 | 10.23.232.0 | 10.23.233.0 | 10.23.234.0 | 10.23.235.0 | 10.23.236.0 | 10.23.237.0 | 10.23.238.0 | 2 |  |  | -255 | 4200W | 3800W
Antminer S21 | C087 | 10.21.255.87 | 10.23.241.0 | 10.23.242.0 | 10.23.243.0 | 10.23.244.0 | 10.23.245.0 | 10.23.246.0 | 10.23.247.0 | 10.23.248.0 | 2 |  |  | -255 | 4200W | 3800W
Antminer S21 | C088 | 10.21.255.88 | 10.24.231.0 | 10.24.232.0 | 10.24.233.0 | 10.24.234.0 | 10.24.235.0 | 10.24.236.0 | 10.24.237.0 | 10.24.238.0 | 3 |  |  | -255 | 4200W | 3800W
Antminer S21 | C089 | 10.21.255.89 | 10.24.241.0 | 10.24.242.0 | 10.24.243.0 | 10.24.244.0 | 10.24.245.0 | 10.24.246.0 | 10.24.247.0 | 10.24.248.0 | 3 |  |  | -255 | 4200W | 3800W
Antminer S21 | C090 | 10.21.255.90 | 10.25.11.0 | 10.25.12.0 | 10.25.13.0 | 10.25.14.0 | 10.25.15.0 | 10.25.16.0 | 10.25.17.0 | 10.25.18.0 | 3 |  |  | -255 | 4200W | 3800W
Antminer S21 | C091 | 10.21.255.91 | 10.25.21.0 | 10.25.22.0 | 10.25.23.0 | 10.25.24.0 | 10.25.25.0 | 10.25.26.0 | 10.25.27.0 | 10.25.28.0 | 3 |  |  | -255 | 4200W | 3800W
Antminer S21 | C092 | 10.21.255.92 | 10.25.31.0 | 10.25.32.0 | 10.25.33.0 | 10.25.34.0 | 10.25.35.0 | 10.25.36.0 | 10.25.37.0 | 10.25.38.0 | 3 |  |  | -255 | 4200W | 3800W
Antminer S21 | C093 | 10.21.255.93 | 10.25.41.0 | 10.25.42.0 | 10.25.43.0 | 10.25.44.0 | 10.25.45.0 | 10.25.46.0 | 10.25.47.0 | 10.25.48.0 | 3 |  |  | -255 | 4200W | 3800W
Antminer S21 | C094 | 10.21.255.94 | 10.25.51.0 | 10.25.52.0 | 10.25.53.0 | 10.25.54.0 | 10.25.55.0 | 10.25.56.0 | 10.25.57.0 | 10.25.58.0 | 3 |  |  | -255 | 4200W | 3800W
Antminer S21 | C095 | 10.21.255.95 | 10.25.61.0 | 10.25.62.0 | 10.25.63.0 | 10.25.64.0 | 10.25.65.0 | 10.25.66.0 | 10.25.67.0 | 10.25.68.0 | 3 |  |  | -255 | 4200W | 3800W
Antminer S21 | C096 | 10.21.255.96 | 10.25.71.0 | 10.25.72.0 | 10.25.73.0 | 10.25.74.0 | 10.25.75.0 | 10.25.76.0 | 10.25.77.0 | 10.25.78.0 | 3 |  |  | -255 | 4200W | 3800W
Antminer S21 | C097 | 10.21.255.97 | 10.25.81.0 | 10.25.82.0 | 10.25.83.0 | 10.25.84.0 | 10.25.85.0 | 10.25.86.0 | 10.25.87.0 | 10.25.88.0 | 3 |  |  | -255 | 4200W | 3800W
Antminer S21 | C098 | 10.21.255.98 | 10.25.91.0 | 10.25.92.0 | 10.25.93.0 | 10.25.94.0 | 10.25.95.0 | 10.25.96.0 | 10.25.97.0 | 10.25.98.0 | 3 |  |  | -255 | 4200W | 3800W
Antminer S21 | C099 | 10.21.255.99 | 10.25.101.0 | 10.25.102.0 | 10.25.103.0 | 10.25.104.0 | 10.25.105.0 | 10.25.106.0 | 10.25.107.0 | 10.25.108.0 | 3 |  |  | -255 | 4200W | 3800W
Antminer S21 | C100 | 10.21.255.100 | 10.25.111.0 | 10.25.112.0 | 10.25.113.0 | 10.25.114.0 | 10.25.115.0 | 10.25.116.0 | 10.25.117.0 | 10.25.118.0 | 3 |  |  | -255 | 4200W | 3800W
Antminer S21 | C101 | 10.21.255.101 | 10.25.121.0 | 10.25.122.0 | 10.25.123.0 | 10.25.124.0 | 10.25.125.0 | 10.25.126.0 | 10.25.127.0 | 10.25.128.0 | 3 |  |  | -255 | 4200W | 3800W
Antminer S21 | C102 | 10.21.255.102 | 10.25.131.0 | 10.25.132.0 | 10.25.133.0 | 10.25.134.0 | 10.25.135.0 | 10.25.136.0 | 10.25.137.0 | 10.25.138.0 | 3 |  |  | -255 | 4200W | 3800W
Antminer S21 | C103 | 10.21.255.103 | 10.25.141.0 | 10.25.142.0 | 10.25.143.0 | 10.25.144.0 | 10.25.145.0 | 10.25.146.0 | 10.25.147.0 | 10.25.148.0 | 3 |  |  | -255 | 4200W | 3800W
Antminer S21 | C104 | 10.21.255.104 | 10.25.151.0 | 10.25.152.0 | 10.25.153.0 | 10.25.154.0 | 10.25.155.0 | 10.25.156.0 | 10.25.157.0 | 10.25.158.0 | 3 |  |  | -255 | 4200W | 3800W
Antminer S21 | C105 | 10.21.255.105 | 10.25.161.0 | 10.25.162.0 | 10.25.163.0 | 10.25.164.0 | 10.25.165.0 | 10.25.166.0 | 10.25.167.0 | 10.25.168.0 | 3 |  |  | -255 | 4200W | 3800W
Antminer S21 | C106 | 10.21.255.106 | 10.25.171.0 | 10.25.172.0 | 10.25.173.0 | 10.25.174.0 | 10.25.175.0 | 10.25.176.0 | 10.25.177.0 | 10.25.178.0 | 3 |  |  | -255 | 4200W | 3800W
Antminer S21 | C107 | 10.21.255.107 | 10.25.181.0 | 10.25.182.0 | 10.25.183.0 | 10.25.184.0 | 10.25.185.0 | 10.25.186.0 | 10.25.187.0 | 10.25.188.0 | 3 |  |  | -255 | 4200W | 3800W
Antminer S21 | C108 | 10.21.255.108 | 10.25.191.0 | 10.25.192.0 | 10.25.193.0 | 10.25.194.0 | 10.25.195.0 | 10.25.196.0 | 10.25.197.0 | 10.25.198.0 | 3 |  |  | -255 | 4200W | 3800W
Antminer S21 | C109 | 10.21.255.109 | 10.25.201.0 | 10.25.202.0 | 10.25.203.0 | 10.25.204.0 | 10.25.205.0 | 10.25.206.0 | 10.25.207.0 | 10.25.208.0 | 3 |  |  | -255 | 4200W | 3800W
Antminer S21 | C110 | 10.21.255.110 | 10.25.211.0 | 10.25.212.0 | 10.25.213.0 | 10.25.214.0 | 10.25.215.0 | 10.25.216.0 | 10.25.217.0 | 10.25.218.0 | 3 |  |  | -255 | 4200W | 3800W
Antminer S21 | C111 | 10.21.255.111 | 10.25.221.0 | 10.25.222.0 | 10.25.223.0 | 10.25.224.0 | 10.25.225.0 | 10.25.226.0 | 10.25.227.0 | 10.25.228.0 | 3 |  |  | -255 | 4200W | 3800W
Antminer S21 | C112 | 10.21.255.112 | 10.25.231.0 | 10.25.232.0 | 10.25.233.0 | 10.25.234.0 | 10.25.235.0 | 10.25.236.0 | 10.25.237.0 | 10.25.238.0 | 3 |  |  | -255 | 4200W | 3800W
Antminer S21 | C113 | 10.21.255.113 | 10.25.241.0 | 10.25.242.0 | 10.25.243.0 | 10.25.244.0 | 10.25.245.0 | 10.25.246.0 | 10.25.247.0 | 10.25.248.0 | 3 |  |  | -255 | 4200W | 3800W
Antminer S21 | C114 | 10.21.255.114 | 10.26.11.0 | 10.26.12.0 | 10.26.13.0 | 10.26.14.0 | 10.26.15.0 | 10.26.16.0 | 10.26.17.0 | 10.26.18.0 | 3 |  |  | -255 | 4200W | 3800W
Antminer S21 | C115 | 10.21.255.115 | 10.26.21.0 | 10.26.22.0 | 10.26.23.0 | 10.26.24.0 | 10.26.25.0 | 10.26.26.0 | 10.26.27.0 | 10.26.28.0 | 3 |  |  | -255 | 4200W | 3800W
Antminer S21 | C116 | 10.21.255.116 | 10.26.31.0 | 10.26.32.0 | 10.26.33.0 | 10.26.34.0 | 10.26.35.0 | 10.26.36.0 | 10.26.37.0 | 10.26.38.0 | 3 |  |  | -255 | 4200W | 3800W
Antminer S21 | C117 | 10.21.255.117 | 10.26.41.0 | 10.26.42.0 | 10.26.43.0 | 10.26.44.0 | 10.26.45.0 | 10.26.46.0 | 10.26.47.0 | 10.26.48.0 | 3 |  |  | -255 | 4200W | 3800W
Antminer S21 | C118 | 10.21.255.118 | 10.26.51.0 | 10.26.52.0 | 10.26.53.0 | 10.26.54.0 | 10.26.55.0 | 10.26.56.0 | 10.26.57.0 | 10.26.58.0 | 3 |  |  | -255 | 4200W | 3800W
Antminer S21 | C119 | 10.21.255.119 | 10.26.61.0 | 10.26.62.0 | 10.26.63.0 | 10.26.64.0 | 10.26.65.0 | 10.26.66.0 | 10.26.67.0 | 10.26.68.0 | 3 |  |  | -255 | 4200W | 3800W
Antminer S21 | C120 | 10.21.255.120 | 10.26.71.0 | 10.26.72.0 | 10.26.73.0 | 10.26.74.0 | 10.26.75.0 | 10.26.76.0 | 10.26.77.0 | 10.26.78.0 | 3 |  |  | -255 | 4200W | 3800W
Antminer S21 | C121 | 10.21.255.121 | 10.26.81.0 | 10.26.82.0 | 10.26.83.0 | 10.26.84.0 | 10.26.85.0 | 10.26.86.0 | 10.26.87.0 | 10.26.88.0 | 3 |  |  | -255 | 4200W | 3800W
Antminer S21 | C122 | 10.21.255.122 | 10.26.91.0 | 10.26.92.0 | 10.26.93.0 | 10.26.94.0 | 10.26.95.0 | 10.26.96.0 | 10.26.97.0 | 10.26.98.0 | 3 |  |  | -255 | 4200W | 3800W
Antminer S21 | C123 | 10.21.255.123 | 10.26.101.0 | 10.26.102.0 | 10.26.103.0 | 10.26.104.0 | 10.26.105.0 | 10.26.106.0 | 10.26.107.0 | 10.26.108.0 | 3 |  |  | -255 | 4200W | 3800W
Antminer S21 | C124 | 10.21.255.124 | 10.26.111.0 | 10.26.112.0 | 10.26.113.0 | 10.26.114.0 | 10.26.115.0 | 10.26.116.0 | 10.26.117.0 | 10.26.118.0 | 3 |  |  | -255 | 4200W | 3800W
Antminer S21 | C125 | 10.21.255.125 | 10.26.121.0 | 10.26.122.0 | 10.26.123.0 | 10.26.124.0 | 10.26.125.0 | 10.26.126.0 | 10.26.127.0 | 10.26.128.0 | 3 |  |  | -255 | 4200W | 3800W
Antminer S21 | C126 | 10.21.255.126 | 10.26.131.0 | 10.26.132.0 | 10.26.133.0 | 10.26.134.0 | 10.26.135.0 | 10.26.136.0 | 10.26.137.0 | 10.26.138.0 | 3 |  |  | -255 | 4200W | 3800W
Antminer S21 | C127 | 10.21.255.127 | 10.26.141.0 | 10.26.142.0 | 10.26.143.0 | 10.26.144.0 | 10.26.145.0 | 10.26.146.0 | 10.26.147.0 | 10.26.148.0 | 3 |  |  | -255 | 4200W | 3800W
Antminer S21 | C128 | 10.21.255.128 | 10.26.151.0 | 10.26.152.0 | 10.26.153.0 | 10.26.154.0 | 10.26.155.0 | 10.26.156.0 | 10.26.157.0 | 10.26.158.0 | 4 |  |  | -255 | 4400W | 3800W |  | LEAVE ON STOCK POWER UNTIL XF REPAIR
Antminer S21 | C129 | 10.21.255.129 | 10.26.161.0 | 10.26.162.0 | 10.26.163.0 | 10.26.164.0 | 10.26.165.0 | 10.26.166.0 | 10.26.167.0 | 10.26.168.0 | 4 |  |  | -255 | 4400W | 3800W | LEAVE ON STOCK POWER UNTIL XF REPAIR | LEAVE ON STOCK POWER UNTIL XF REPAIR
Antminer S21 | C130 | 10.21.255.130 | 10.26.171.0 | 10.26.172.0 | 10.26.173.0 | 10.26.174.0 | 10.26.175.0 | 10.26.176.0 | 10.26.177.0 | 10.26.178.0 | 4 |  |  | -255 | 4400W | 3800W
Antminer S21 | C131 | 10.21.255.131 | 10.26.181.0 | 10.26.182.0 | 10.26.183.0 | 10.26.184.0 | 10.26.185.0 | 10.26.186.0 | 10.26.187.0 | 10.26.188.0 | 4 |  |  | -255 | 4400W | 3800W
Antminer S21 | C132 | 10.21.255.132 | 10.26.191.0 | 10.26.192.0 | 10.26.193.0 | 10.26.194.0 | 10.26.195.0 | 10.26.196.0 | 10.26.197.0 | 10.26.198.0 | 4 |  |  | -255 | 4400W | 3800W
Antminer S21 | C133 | 10.21.255.133 | 10.26.201.0 | 10.26.202.0 | 10.26.203.0 | 10.26.204.0 | 10.26.205.0 | 10.26.206.0 | 10.26.207.0 | 10.26.208.0 | 4 |  |  | -255 | 4400W | 3800W
Antminer S21 | C134 | 10.21.255.134 | 10.26.211.0 | 10.26.212.0 | 10.26.213.0 | 10.26.214.0 | 10.26.215.0 | 10.26.216.0 | 10.26.217.0 | 10.26.218.0 | 4 |  |  | -255 | 4400W | 3800W
Antminer S21 | C135 | 10.21.255.135 | 10.26.221.0 | 10.26.222.0 | 10.26.223.0 | 10.26.224.0 | 10.26.225.0 | 10.26.226.0 | 10.26.227.0 | 10.26.228.0 | 4 |  |  | -255 | 4400W | 3800W
Antminer S21 | C136 | 10.21.255.136 | 10.26.231.0 | 10.26.232.0 | 10.26.233.0 | 10.26.234.0 | 10.26.235.0 | 10.26.236.0 | 10.26.237.0 | 10.26.238.0 | 4 |  |  | -255 | 4400W | 3800W
Antminer S21 | C137 | 10.21.255.137 | 10.26.241.0 | 10.26.242.0 | 10.26.243.0 | 10.26.244.0 | 10.26.245.0 | 10.26.246.0 | 10.26.247.0 | 10.26.248.0 | 4 |  |  | -255 | 4400W | 3800W
Antminer S21 | C138 | 10.21.255.138 | 10.27.11.0 | 10.27.12.0 | 10.27.13.0 | 10.27.14.0 | 10.27.15.0 | 10.27.16.0 | 10.27.17.0 | 10.27.18.0 | 4 |  |  | -255 | 4400W | 3800W
Antminer S21 | C139 | 10.21.255.139 | 10.27.21.0 | 10.27.22.0 | 10.27.23.0 | 10.27.24.0 | 10.27.25.0 | 10.27.26.0 | 10.27.27.0 | 10.27.28.0 | 4 |  |  | -255 | 4400W | 3800W
Antminer S21 | C140 | 10.21.255.140 | 10.27.31.0 | 10.27.32.0 | 10.27.33.0 | 10.27.34.0 | 10.27.35.0 | 10.27.36.0 | 10.27.37.0 | 10.27.38.0 | 4 |  |  | -255 | 4400W | 3800W
Antminer S21 | C141 | 10.21.255.141 | 10.27.41.0 | 10.27.42.0 | 10.27.43.0 | 10.27.44.0 | 10.27.45.0 | 10.27.46.0 | 10.27.47.0 | 10.27.48.0 | 4 |  |  | -255 | 4400W | 3800W
Antminer S21 | C142 | 10.21.255.142 | 10.27.51.0 | 10.27.52.0 | 10.27.53.0 | 10.27.54.0 | 10.27.55.0 | 10.27.56.0 | 10.27.57.0 | 10.27.58.0 | 4 |  |  | -255 | 4400W | 3800W
Antminer S21 | C143 | 10.21.255.143 | 10.27.61.0 | 10.27.62.0 | 10.27.63.0 | 10.27.64.0 | 10.27.65.0 | 10.27.66.0 | 10.27.67.0 | 10.27.68.0 | 4 |  |  | -255 | 4400W | 3800W
Antminer S21 | C144 | 10.21.255.144 | 10.27.71.0 | 10.27.72.0 | 10.27.73.0 | 10.27.74.0 | 10.27.75.0 | 10.27.76.0 | 10.27.77.0 | 10.27.78.0 | 4 |  |  | -255 | 4400W | 3800W
Antminer S21 | C145 | 10.21.255.145 | 10.27.81.0 | 10.27.82.0 | 10.27.83.0 | 10.27.84.0 | 10.27.85.0 | 10.27.86.0 | 10.27.87.0 | 10.27.88.0 | 4 |  |  | -255 | 4400W | 3800W
Antminer S21 | C146 | 10.21.255.146 | 10.27.91.0 | 10.27.92.0 | 10.27.93.0 | 10.27.94.0 | 10.27.95.0 | 10.27.96.0 | 10.27.97.0 | 10.27.98.0 | 4 |  |  | -255 | 4400W | 3800W
Antminer S21 | C147 | 10.21.255.147 | 10.27.101.0 | 10.27.102.0 | 10.27.103.0 | 10.27.104.0 | 10.27.105.0 | 10.27.106.0 | 10.27.107.0 | 10.27.108.0 | 4 |  |  | -255 | 4400W | 3800W
Antminer S21 | C148 | 10.21.255.148 | 10.27.111.0 | 10.27.112.0 | 10.27.113.0 | 10.27.114.0 | 10.27.115.0 | 10.27.116.0 | 10.27.117.0 | 10.27.118.0 | 4 |  |  | -255 | 4400W | 3800W
Antminer S21 | C149 | 10.21.255.149 | 10.27.121.0 | 10.27.122.0 | 10.27.123.0 | 10.27.124.0 | 10.27.125.0 | 10.27.126.0 | 10.27.127.0 | 10.27.128.0 | 4 |  |  | -255 | 4400W | 3800W
Antminer S21 | C150 | 10.21.255.150 | 10.27.131.0 | 10.27.132.0 | 10.27.133.0 | 10.27.134.0 | 10.27.135.0 | 10.27.136.0 | 10.27.137.0 | 10.27.138.0 | 4 |  |  | -255 | 4400W | 3800W
Antminer S21 | C151 | 10.21.255.151 | 10.27.141.0 | 10.27.142.0 | 10.27.143.0 | 10.27.144.0 | 10.27.145.0 | 10.27.146.0 | 10.27.147.0 | 10.27.148.0 | 4 |  |  | -255 | 4400W | 3800W
Antminer S21 | C152 | 10.21.255.152 | 10.27.151.0 | 10.27.152.0 | 10.27.153.0 | 10.27.154.0 | 10.27.155.0 | 10.27.156.0 | 10.27.157.0 | 10.27.158.0 | 4 |  |  | -255 | 4400W | 3800W
Antminer S21 | C153 | 10.21.255.153 | 10.27.161.0 | 10.27.162.0 | 10.27.163.0 | 10.27.164.0 | 10.27.165.0 | 10.27.166.0 | 10.27.167.0 | 10.27.168.0 | 4 |  |  | -255 | 4400W | 3800W
Antminer S21 | C154 | 10.21.255.154 | 10.27.171.0 | 10.27.172.0 | 10.27.173.0 | 10.27.174.0 | 10.27.175.0 | 10.27.176.0 | 10.27.177.0 | 10.27.178.0 | 4 |  |  | -255 | 4400W | 3800W
Antminer S21 | C155 | 10.21.255.155 | 10.27.181.0 | 10.27.182.0 | 10.27.183.0 | 10.27.184.0 | 10.27.185.0 | 10.27.186.0 | 10.27.187.0 | 10.27.188.0 | 4 |  |  | -255 | 4400W | 3800W
Antminer S21 | C156 | 10.21.255.156 | 10.27.191.0 | 10.27.192.0 | 10.27.193.0 | 10.27.194.0 | 10.27.195.0 | 10.27.196.0 | 10.27.197.0 | 10.27.198.0 | 4 |  |  | -255 | 4400W | 3800W |  | LEAVE ON STOCK POWER UNTIL XF REPAIR
Antminer S21 | C157 | 10.21.255.157 | 10.27.201.0 | 10.27.202.0 | 10.27.203.0 | 10.27.204.0 | 10.27.205.0 | 10.27.206.0 | 10.27.207.0 | 10.27.208.0 | 4 |  |  | -255 | 4400W | 3800W |  | LEAVE ON STOCK POWER UNTIL XF REPAIR
Antminer S21 | C158 | 10.21.255.158 | 10.27.211.0 | 10.27.212.0 | 10.27.213.0 | 10.27.214.0 | 10.27.215.0 | 10.27.216.0 | 10.27.217.0 | 10.27.218.0 | 4 |  |  | -255 | 4400W | 3800W
Antminer S21 | C159 | 10.21.255.159 | 10.27.221.0 | 10.27.222.0 | 10.27.223.0 | 10.27.224.0 | 10.27.225.0 | 10.27.226.0 | 10.27.227.0 | 10.27.228.0 | 4 |  |  | -255 | 4400W | 3800W
Antminer S21 | C160 | 10.21.255.160 | 10.27.231.0 | 10.27.232.0 | 10.27.233.0 | 10.27.234.0 | 10.27.235.0 | 10.27.236.0 | 10.27.237.0 | 10.27.238.0 | 4 |  |  | -255 | 4400W | 3800W |  | LEAVE ON STOCK POWER UNTIL XF REPAIR
Antminer S21 | C161 | 10.21.255.161 | 10.27.241.0 | 10.27.242.0 | 10.27.243.0 | 10.27.244.0 | 10.27.245.0 | 10.27.246.0 | 10.27.247.0 | 10.27.248.0 | 4 |  |  | -255 | 4400W | 3800W |  | LEAVE ON STOCK POWER UNTIL XF REPAIR
Antminer S21 | C162 | 10.21.255.162 | 10.28.11.0 | 10.28.12.0 | 10.28.13.0 | 10.28.14.0 | 10.28.15.0 | 10.28.16.0 | 10.28.17.0 | 10.28.18.0 | 4 |  |  | -255 | 4400W | 3800W
Antminer S21 | C163 | 10.21.255.163 | 10.28.21.0 | 10.28.22.0 | 10.28.23.0 | 10.28.24.0 | 10.28.25.0 | 10.28.26.0 | 10.28.27.0 | 10.28.28.0 | 4 |  |  | -255 | 4400W | 3800W
Antminer S21 | C164 | 10.21.255.164 | 10.28.31.0 | 10.28.32.0 | 10.28.33.0 | 10.28.34.0 | 10.28.35.0 | 10.28.36.0 | 10.28.37.0 | 10.28.38.0 | 4 |  |  | -255 | 4400W | 3800W
Antminer S21 | C165 | 10.21.255.165 | 10.28.41.0 | 10.28.42.0 | 10.28.43.0 | 10.28.44.0 | 10.28.45.0 | 10.28.46.0 | 10.28.47.0 | 10.28.48.0 | 4 |  |  | -255 | 4400W | 3800W
Antminer S21 | C166 | 10.21.255.166 | 10.28.51.0 | 10.28.52.0 | 10.28.53.0 | 10.28.54.0 | 10.28.55.0 | 10.28.56.0 | 10.28.57.0 | 10.28.58.0 | 4 |  |  | -255 | 4400W | 3800W
Antminer S21 | C167 | 10.21.255.167 | 10.28.61.0 | 10.28.62.0 | 10.28.63.0 | 10.28.64.0 | 10.28.65.0 | 10.28.66.0 | 10.28.67.0 | 10.28.68.0 | 4 |  |  | -255 | 4400W | 3800W
Antminer S21 | C168 | 10.21.255.168 | 10.28.71.0 | 10.28.72.0 | 10.28.73.0 | 10.28.74.0 | 10.28.75.0 | 10.28.76.0 | 10.28.77.0 | 10.28.78.0 | 5 |  |  | -255 | Stock | 3800W
Antminer S21 | C169 | 10.21.255.169 | 10.28.81.0 | 10.28.82.0 | 10.28.83.0 | 10.28.84.0 | 10.28.85.0 | 10.28.86.0 | 10.28.87.0 | 10.28.88.0 | 5 |  |  | -255 | Stock | 3800W
Antminer S21 | C170 | 10.21.255.170 | 10.28.91.0 | 10.28.92.0 | 10.28.93.0 | 10.28.94.0 | 10.28.95.0 | 10.28.96.0 | 10.28.97.0 | 10.28.98.0 | 5 |  |  | -255 | Stock | 3800W
Antminer S21 | C171 | 10.21.255.171 | 10.28.101.0 | 10.28.102.0 | 10.28.103.0 | 10.28.104.0 | 10.28.105.0 | 10.28.106.0 | 10.28.107.0 | 10.28.108.0 | 5 |  |  | -255 | Stock | 3800W
Antminer S21 | C172 | 10.21.255.172 | 10.28.111.0 | 10.28.112.0 | 10.28.113.0 | 10.28.114.0 | 10.28.115.0 | 10.28.116.0 | 10.28.117.0 | 10.28.118.0 | 5 |  |  | -255 | Stock | 3800W
Antminer S21 | C173 | 10.21.255.173 | 10.28.121.0 | 10.28.122.0 | 10.28.123.0 | 10.28.124.0 | 10.28.125.0 | 10.28.126.0 | 10.28.127.0 | 10.28.128.0 | 5 |  |  | -255 | Stock | 3800W
Antminer S21 | C174 | 10.21.255.174 | 10.28.131.0 | 10.28.132.0 | 10.28.133.0 | 10.28.134.0 | 10.28.135.0 | 10.28.136.0 | 10.28.137.0 | 10.28.138.0 | 5 |  |  | -255 | Stock | 3800W
Antminer S21 | C175 | 10.21.255.175 | 10.28.141.0 | 10.28.142.0 | 10.28.143.0 | 10.28.144.0 | 10.28.145.0 | 10.28.146.0 | 10.28.147.0 | 10.28.148.0 | 5 |  |  | -255 | Stock | 3800W
Antminer S21 | C176 | 10.21.255.176 | 10.28.151.0 | 10.28.152.0 | 10.28.153.0 | 10.28.154.0 | 10.28.155.0 | 10.28.156.0 | 10.28.157.0 | 10.28.158.0 | 5 |  |  | -255 | Stock | 3800W
Antminer S21 | C177 | 10.21.255.177 | 10.28.161.0 | 10.28.162.0 | 10.28.163.0 | 10.28.164.0 | 10.28.165.0 | 10.28.166.0 | 10.28.167.0 | 10.28.168.0 | 5 |  |  | -255 | Stock | 3800W
Antminer S21 | C178 | 10.21.255.178 | 10.28.171.0 | 10.28.172.0 | 10.28.173.0 | 10.28.174.0 | 10.28.175.0 | 10.28.176.0 | 10.28.177.0 | 10.28.178.0 | 5 |  |  | -255 | Stock | 3800W
Antminer S21 | C179 | 10.21.255.179 | 10.28.181.0 | 10.28.182.0 | 10.28.183.0 | 10.28.184.0 | 10.28.185.0 | 10.28.186.0 | 10.28.187.0 | 10.28.188.0 | 5 |  |  | -255 | Stock | 3800W
Antminer S21 | C180 | 10.21.255.180 | 10.28.191.0 | 10.28.192.0 | 10.28.193.0 | 10.28.194.0 | 10.28.195.0 | 10.28.196.0 | 10.28.197.0 | 10.28.198.0 | 5 |  |  | -255 | Stock | 3800W
Antminer S21 | C181 | 10.21.255.181 | 10.28.201.0 | 10.28.202.0 | 10.28.203.0 | 10.28.204.0 | 10.28.205.0 | 10.28.206.0 | 10.28.207.0 | 10.28.208.0 | 5 |  |  | -255 | Stock | 3800W
Antminer S21 | C182 | 10.21.255.182 | 10.28.211.0 | 10.28.212.0 | 10.28.213.0 | 10.28.214.0 | 10.28.215.0 | 10.28.216.0 | 10.28.217.0 | 10.28.218.0 | 5 |  |  | -255 | Stock | 3800W
Antminer S21 | C183 | 10.21.255.183 | 10.28.221.0 | 10.28.222.0 | 10.28.223.0 | 10.28.224.0 | 10.28.225.0 | 10.28.226.0 | 10.28.227.0 | 10.28.228.0 | 5 |  |  | -255 | Stock | 3800W
Antminer S21 | C184 | 10.21.255.184 | 10.28.231.0 | 10.28.232.0 | 10.28.233.0 | 10.28.234.0 | 10.28.235.0 | 10.28.236.0 | 10.28.237.0 | 10.28.238.0 | 5 |  |  | -255 | Stock | 3800W
Antminer S21 | C185 | 10.21.255.185 | 10.28.241.0 | 10.28.242.0 | 10.28.243.0 | 10.28.244.0 | 10.28.245.0 | 10.28.246.0 | 10.28.247.0 | 10.28.248.0 | 5 |  |  | -255 | Stock | 3800W
** NOT USED ** | C186 | 10.21.255.186 | 10.29.11.0 | 10.29.12.0 | 10.29.13.0 | 10.29.14.0 | 10.29.15.0 | 10.29.16.0 | 10.29.17.0 | 10.29.18.0 | 5 |  |  | -255
** NOT USED ** | C187 | 10.21.255.187 | 10.29.21.0 | 10.29.22.0 | 10.29.23.0 | 10.29.24.0 | 10.29.25.0 | 10.29.26.0 | 10.29.27.0 | 10.29.28.0 | 5 |  |  | -255
Antminer S21 | C189 | 10.21.255.189 | 10.29.31.0 | 10.29.32.0 | 10.29.33.0 | 10.29.34.0 | 10.29.35.0 | 10.29.36.0 | 10.29.37.0 | 10.29.38.0 | 5 |  |  | -255 | Stock | 3800W
Antminer S21 | C190 | 10.21.255.190 | 10.29.41.0 | 10.29.42.0 | 10.29.43.0 | 10.29.44.0 | 10.29.45.0 | 10.29.46.0 | 10.29.47.0 | 10.29.48.0 | 5 |  |  | -255 | Stock | 3800W
Antminer S21 | C191 | 10.21.255.191 | 10.29.51.0 | 10.29.52.0 | 10.29.53.0 | 10.29.54.0 | 10.29.55.0 | 10.29.56.0 | 10.29.57.0 | 10.29.58.0 | 5 |  |  | -255 | Stock | 3800W
Antminer S21 | C192 | 10.21.255.192 | 10.29.61.0 | 10.29.62.0 | 10.29.63.0 | 10.29.64.0 | 10.29.65.0 | 10.29.66.0 | 10.29.67.0 | 10.29.68.0 | 5 |  |  | -255 | Stock | 3800W
Antminer S21 | C193 | 10.21.255.193 | 10.29.71.0 | 10.29.72.0 | 10.29.73.0 | 10.29.74.0 | 10.29.75.0 | 10.29.76.0 | 10.29.77.0 | 10.29.78.0 | 5 |  |  | -255 | Stock | 3800W
Antminer S21 | C194 | 10.21.255.194 | 10.29.81.0 | 10.29.82.0 | 10.29.83.0 | 10.29.84.0 | 10.29.85.0 | 10.29.86.0 | 10.29.87.0 | 10.29.88.0 | 5 |  |  | -255 | Stock | 3800W
Antminer S21 | C195 | 10.21.255.195 | 10.29.91.0 | 10.29.92.0 | 10.29.93.0 | 10.29.94.0 | 10.29.95.0 | 10.29.96.0 | 10.29.97.0 | 10.29.98.0 | 5 |  |  | -255 | Stock | 3800W
Antminer S21 | C196 | 10.21.255.196 | 10.29.101.0 | 10.29.102.0 | 10.29.103.0 | 10.29.104.0 | 10.29.105.0 | 10.29.106.0 | 10.29.107.0 | 10.29.108.0 | 5 |  |  | -255 | Stock | 3800W
Antminer S21 | C197 | 10.21.255.197 | 10.29.111.0 | 10.29.112.0 | 10.29.113.0 | 10.29.114.0 | 10.29.115.0 | 10.29.116.0 | 10.29.117.0 | 10.29.118.0 | 5 |  |  | -255 | Stock | 3800W
Antminer S21 | C198 | 10.21.255.198 | 10.29.121.0 | 10.29.122.0 | 10.29.123.0 | 10.29.124.0 | 10.29.125.0 | 10.29.126.0 | 10.29.127.0 | 10.29.128.0 | 5 |  |  | -255 | Stock | 3800W
Antminer S21 | C199 | 10.21.255.199 | 10.29.131.0 | 10.29.132.0 | 10.29.133.0 | 10.29.134.0 | 10.29.135.0 | 10.29.136.0 | 10.29.137.0 | 10.29.138.0 | 5 |  |  | -255 | Stock | 3800W
Antminer S21 | C200 | 10.21.255.200 | 10.29.141.0 | 10.29.142.0 | 10.29.143.0 | 10.29.144.0 | 10.29.145.0 | 10.29.146.0 | 10.29.147.0 | 10.29.148.0 | 5 |  |  | -255 | Stock | 3800W
Antminer S21 | C201 | 10.21.255.201 | 10.29.151.0 | 10.29.152.0 | 10.29.153.0 | 10.29.154.0 | 10.29.155.0 | 10.29.156.0 | 10.29.157.0 | 10.29.158.0 | 5 |  |  | -255 | Stock | 3800W
Antminer S21 | C202 | 10.21.255.202 | 10.29.161.0 | 10.29.162.0 | 10.29.163.0 | 10.29.164.0 | 10.29.165.0 | 10.29.166.0 | 10.29.167.0 | 10.29.168.0 | 5 |  |  | -255 | Stock | 3800W
Antminer S21 | C203 | 10.21.255.203 | 10.29.171.0 | 10.29.172.0 | 10.29.173.0 | 10.29.174.0 | 10.29.175.0 | 10.29.176.0 | 10.29.177.0 | 10.29.178.0 | 5 |  |  | -255 | Stock | 3800W
Antminer S21 | C204 | 10.21.255.204 | 10.29.181.0 | 10.29.182.0 | 10.29.183.0 | 10.29.184.0 | 10.29.185.0 | 10.29.186.0 | 10.29.187.0 | 10.29.188.0 | 5 |  |  | -255 | Stock | 3800W
Antminer S21 | C205 | 10.21.255.205 | 10.29.191.0 | 10.29.192.0 | 10.29.193.0 | 10.29.194.0 | 10.29.195.0 | 10.29.196.0 | 10.29.197.0 | 10.29.198.0 | 5 |  |  | -255 | Stock | 3800W
Antminer S21 | C206 | 10.21.255.206 | 10.29.201.0 | 10.29.202.0 | 10.29.203.0 | 10.29.204.0 | 10.29.205.0 | 10.29.206.0 | 10.29.207.0 | 10.29.208.0 | 5 |  |  | -255 | Stock | 3800W
** NOT USED ** | C207 | 10.21.255.207 | 10.29.211.0 | 10.29.212.0 | 10.29.213.0 | 10.29.214.0 | 10.29.215.0 | 10.29.216.0 | 10.29.217.0 | 10.29.218.0 | 5 |  |  | -255
** NOT USED ** | C208 | 10.21.255.208 | 10.29.221.0 | 10.29.222.0 | 10.29.223.0 | 10.29.224.0 | 10.29.225.0 | 10.29.226.0 | 10.29.227.0 | 10.29.228.0 | 5 |  |  | -255
Antminer S21 | C211 | 10.21.255.211 | 10.29.231.0 | 10.29.232.0 | 10.29.233.0 | 10.29.234.0 | 10.29.235.0 | 10.29.236.0 | 10.29.237.0 | 10.29.238.0 | 6 |  |  | -255 | 4400W | 3800W
Antminer S21 | C212 | 10.21.255.212 | 10.29.241.0 | 10.29.242.0 | 10.29.243.0 | 10.29.244.0 | 10.29.245.0 | 10.29.246.0 | 10.29.247.0 | 10.29.248.0 | 6 |  |  | -255 | 4400W | 3800W
Antminer S21 | C213 | 10.21.255.213 | 10.30.11.0 | 10.30.12.0 | 10.30.13.0 | 10.30.14.0 | 10.30.15.0 | 10.30.16.0 | 10.30.17.0 | 10.30.18.0 | 6 |  |  | -255 | 4400W | 3800W
Antminer S21 | C214 | 10.21.255.214 | 10.30.21.0 | 10.30.22.0 | 10.30.23.0 | 10.30.24.0 | 10.30.25.0 | 10.30.26.0 | 10.30.27.0 | 10.30.28.0 | 6 |  |  | -255 | 4400W | 3800W
Antminer S21 | C215 | 10.21.255.215 | 10.30.31.0 | 10.30.32.0 | 10.30.33.0 | 10.30.34.0 | 10.30.35.0 | 10.30.36.0 | 10.30.37.0 | 10.30.38.0 | 6 |  |  | -255 | 4400W | 3800W
Antminer S21 | C216 | 10.21.255.216 | 10.30.41.0 | 10.30.42.0 | 10.30.43.0 | 10.30.44.0 | 10.30.45.0 | 10.30.46.0 | 10.30.47.0 | 10.30.48.0 | 6 |  |  | -255 | 4400W | 3800W
Antminer S21 | C217 | 10.21.255.217 | 10.30.51.0 | 10.30.52.0 | 10.30.53.0 | 10.30.54.0 | 10.30.55.0 | 10.30.56.0 | 10.30.57.0 | 10.30.58.0 | 6 |  |  | -255 | 4400W | 3800W
Antminer S21 | C218 | 10.21.255.218 | 10.30.61.0 | 10.30.62.0 | 10.30.63.0 | 10.30.64.0 | 10.30.65.0 | 10.30.66.0 | 10.30.67.0 | 10.30.68.0 | 6 |  |  | -255 | 4400W | 3800W
Antminer S21 | C219 | 10.21.255.219 | 10.30.71.0 | 10.30.72.0 | 10.30.73.0 | 10.30.74.0 | 10.30.75.0 | 10.30.76.0 | 10.30.77.0 | 10.30.78.0 | 6 |  |  | -255 | 4400W | 3800W
Antminer S21 | C220 | 10.21.255.220 | 10.30.81.0 | 10.30.82.0 | 10.30.83.0 | 10.30.84.0 | 10.30.85.0 | 10.30.86.0 | 10.30.87.0 | 10.30.88.0 | 6 |  |  | -255 | 4400W | 3800W
Antminer S21 | C221 | 10.21.255.221 | 10.30.91.0 | 10.30.92.0 | 10.30.93.0 | 10.30.94.0 | 10.30.95.0 | 10.30.96.0 | 10.30.97.0 | 10.30.98.0 | 6 |  |  | -255 | 4400W | 3800W
Antminer S21 | C222 | 10.21.255.222 | 10.30.101.0 | 10.30.102.0 | 10.30.103.0 | 10.30.104.0 | 10.30.105.0 | 10.30.106.0 | 10.30.107.0 | 10.30.108.0 | 6 |  |  | -255 | 4400W | 3800W
Antminer S21 | C227 | 10.21.255.227 | 10.30.111.0 | 10.30.112.0 | 10.30.113.0 | 10.30.114.0 | 10.30.115.0 | 10.30.116.0 | 10.30.117.0 | 10.30.118.0 | 6 |  |  | -255 | 4400W | 3800W
Antminer S21 | C228 | 10.21.255.228 | 10.30.121.0 | 10.30.122.0 | 10.30.123.0 | 10.30.124.0 | 10.30.125.0 | 10.30.126.0 | 10.30.127.0 | 10.30.128.0 | 6 |  |  | -255 | 4400W | 3800W
Antminer S21 | C229 | 10.21.255.229 | 10.30.131.0 | 10.30.132.0 | 10.30.133.0 | 10.30.134.0 | 10.30.135.0 | 10.30.136.0 | 10.30.137.0 | 10.30.138.0 | 6 |  |  | -255 | 4400W | 3800W
Antminer S21 | C230 | 10.21.255.230 | 10.30.141.0 | 10.30.142.0 | 10.30.143.0 | 10.30.144.0 | 10.30.145.0 | 10.30.146.0 | 10.30.147.0 | 10.30.148.0 | 6 |  |  | -255 | 4400W | 3800W
Antminer S21 | C231 | 10.21.255.231 | 10.30.151.0 | 10.30.152.0 | 10.30.153.0 | 10.30.154.0 | 10.30.155.0 | 10.30.156.0 | 10.30.157.0 | 10.30.158.0 | 6 |  |  | -255 | 4400W | 3800W
Antminer S21 | C232 | 10.21.255.232 | 10.30.161.0 | 10.30.162.0 | 10.30.163.0 | 10.30.164.0 | 10.30.165.0 | 10.30.166.0 | 10.30.167.0 | 10.30.168.0 | 6 |  |  | -255 | 4400W | 3800W
Antminer S21 | C233 | 10.21.255.233 | 10.30.171.0 | 10.30.172.0 | 10.30.173.0 | 10.30.174.0 | 10.30.175.0 | 10.30.176.0 | 10.30.177.0 | 10.30.178.0 | 6 |  |  | -255 | 4400W | 3800W
Antminer S21 | C234 | 10.21.255.234 | 10.30.181.0 | 10.30.182.0 | 10.30.183.0 | 10.30.184.0 | 10.30.185.0 | 10.30.186.0 | 10.30.187.0 | 10.30.188.0 | 6 |  |  | -255 | 4400W | 3800W
Antminer S21 | C235 | 10.21.255.235 | 10.30.191.0 | 10.30.192.0 | 10.30.193.0 | 10.30.194.0 | 10.30.195.0 | 10.30.196.0 | 10.30.197.0 | 10.30.198.0 | 6 |  |  | -255 | 4400W | 3800W
Antminer S21 | C236 | 10.21.255.236 | 10.30.201.0 | 10.30.202.0 | 10.30.203.0 | 10.30.204.0 | 10.30.205.0 | 10.30.206.0 | 10.30.207.0 | 10.30.208.0 | 6 |  |  | -255 | 4400W | 3800W
Antminer S21 | C237 | 10.21.255.237 | 10.30.211.0 | 10.30.212.0 | 10.30.213.0 | 10.30.214.0 | 10.30.215.0 | 10.30.216.0 | 10.30.217.0 | 10.30.218.0 | 6 |  |  | -255 | 4400W | 3800W
Antminer S21 | C238 | 10.21.255.238 | 10.30.221.0 | 10.30.222.0 | 10.30.223.0 | 10.30.224.0 | 10.30.225.0 | 10.30.226.0 | 10.30.227.0 | 10.30.228.0 | 6 |  |  | -255 | 4400W | 3800W
-255
-255
-255
-255
-255
-255
-255
-255
-255
-255
-255
-255
-255
-255
-255
-255
-255
-255
-255
-255
-255
-255
-255
-255
-255
-255
-255
-255
-255
-255
-255
-255
-255
-255
-255
-255
-255
-255
-255
-255
-255
-255
-255
-255
-255
-255
-255
-255
-255
-255
-255
-255
-255
-255
-255
-255
-255
-255
-255
-255
-255
-255
-255
-255
-255
-255
-255
-255
-255
-255
-255
-255
-255
-255
-255
-255
-255
-255
-255
-255
-255
-255
-255
-255
-255
-255
-255
-255
-255
-255
-255
-255
-255
-255
-255
-255
-255
-255
-255
-255
-255
-255
-255
-255
-255
-255
-255
-255
-255
-255
-255
-255
-255
-255
-255
-255
-255
-255
-255
-255
-255
-255
-255
-255
-255
-255
-255
-255
-255
-255
-255
-255
-255
-255
-255
-255
-255
-255
-255
-255
-255
-255
-255
-255
-255
-255
-255
-255
-255
-255
-255
-255
-255
-255
-255
-255
-255
-255
-255
-255
-255
-255
-255
-255
-255
-255
-255
-255
-255
-255
-255
-255
-255
-255
-255
-255
-255
-255
-255
-255
-255
-255
-255
-255
-255
-255
-255
-255
-255
-255

## eGauges
XF # | Containers | SN | Model | IP Address | MAC | eGauge Name | Default Username | Default Password | Custom Name | LAN Username | LAN Password | Configured | Notes
XF000
XF001 | C000 / C001 | 2201121400 | EG4115 | 10.21.10.7 | f8:2f:5b:03:6d:c6 | eGauge76695 | owner | rJv4F6h7 | WH-XF001 | mara | marawh | Yes
XF002 | C002 / C003 | 2201121459 | EG4115 | 10.21.10.71 | f8:2f:5b:03:6d:e2 | eGauge76683 | owner | qYd5i9e4 | WH-XF002 | mara | marawh | Yes
XF003 | C004 / C005 | 2502170489 | EG4015 | 10.21.10.199 | f8:2f:5b:05:05:9a | eGauge103568 | owner | Z9X4ZmAh | WH-XF003 |  |  |  | offline
XF004 | C006 / C007 | 2502170311 | EG4015 | 10.21.60.20 | f8:2f:5b:05:07:32 | eGauge103569 | owner | d7bTpU8w | WH-XF004 | mara | marawh | Yes
XF005 | C008 / C009 | 2502170031 | EG4015 | 10.21.80.20 | f8:2f:5b:05:06:02 | eGauge103574 | owner | y6h3V8iC | WH-XF005 | mara | marawh | Yes
XF006 | C010 / C011 | 2310230190 | EG4015 | 10.21.100.20 | f8:2f:5b:04:d7:3e | eGauge103614 | owner | 2nC2S8g4 | WH-XF006 | mara | marawh | Yes
XF007 | C012 / C013 | 2502170309 | EG4015 | 10.21.120.20 | f8:2f:5b:05:07:2a | eGauge103565 | owner | zGs8GqK8 | WH-XF007 | mara | marawh | Yes
XF008 | C014 / C015 | 2201121018 | EG4115 | 10.10.2.197 | f8:2f:5b:03:6e:36 | eGauge76658 | owner | dG8yN5f4 | WH-XF008 |  |  |  | offline
XF009 | C016 / C017 | 2201121466 | EG4115 | 10.22.40.20 | f8:2f:5b:03:6e:3a | eGauge76649 | owner | Bw4Tk3T4 | WH-XF009 | mara | marawh | Partial | CT Sensor is reading 353KW
XF010 | C018 / C019 | 2502170499 | EG4015 | 10.22.60.20 | f8:2f:5b:05:05:c2 | eGauge103560 | owner | 9Gj3Es8m | WH-XF010 | mara | marawh | Yes
XF011 | C020 / C021 | 2502170192 | EG4015 | 10.22.80.20 | f8:2f:5b:05:06:e6 | eGauge103561 | owner | h9Jo9n3B | WH-XF011 | mara | marawh | Yes
XF012 | C022 / C023 | 2502170194 | EG4015 | 10.22.100.20 | f8:2f:5b:05:08:ee | eGauge103567 | owner | 5s5vR7v8 | WH-XF012 | mara | marawh | Yes
XF013 | C024 / C025 | 2502170206 | EG4015 | 10.22.120.20 | f8:2f:5b:05:07:0e | eGauge103566 | owner | s9J7N2C9 | WH-XF013 | mara | marawh | Yes
XF014 | C026 / C027 | 2502170207 | EG4015 | 10.22.140.20 | f8:2f:5b:05:07:12 | eGauge103585 | owner | N2VoJuZj | WH-XF014 | mara | marawh | Yes
XF015 | C028 / C029 | 2201121458 | EG4115 | 10.23.10.20 | f8:2f:5b:03:62:2e | eGauge76639 | owner | 2aL7X6pU | WH-XF015 | mara | marawh | Yes
XF016 | C030 / C031 | 2201121314 | EG4115 | 10.23.30.20 | f8:2f:5b:03:6d:6e | eGauge76725 | owner | J4Cu2h2Y | WH-XF016 | mara | marawh | Yes | CT Sensor reading 629KW
XF017 | C032 / C033 | 2502170226 | EG4015 | 10.23.50.20 | f8:2f:5b:05:07:ea | eGauge103577 | owner | 4M8UhU3w | WH-XF017 | mara | marawh | Yes
XF018 | C034 / C035 | 2502170408 | EG4015 | 10.23.70.20 | f8:2f:5b:05:07:46 | eGauge103564 | owner | Ge5J8ZaZ | WH-XF018 | mara | marawh | Yes
XF019 | C036 / C037 | 2502170219 | EG4015 | 10.23.90.20 | f8:2f:5b:05:08:e2 | eGauge103573 | owner | 8Rd7Jv6J | WH-XF019 | mara | marawh | Yes
XF020 | C038 / C039 | 2405070570 | EG4015 | 10.23.110.20 | f8:2f:5b:04:db:8e | eGauge101647 | owner | KfFf3jDb | WH-XF020 | mara | marawh | Yes
XF021 | C040 / C041 | 2502170472 | EG4015 | 10.23.130.21 | f8:2f:5b:05:05:86 | eGauge103571 | owner | H2jMc8Tx | WH-XF021 | mara | marawh | Yes
XF022 | C042 / C043 | 2201121500 | EG4115 | 10.24.20.20 | f8:2f:5b:03:6d:ee | eGauge76707 | owner | 3iR9F6e7 | WH-XF022 | mara | marawh | Yes | CT Sensor reading 618KW
XF023 | C044 / C045 | 2201121399 | EG4115 | 10.24.30.20 | f8:2f:5b:03:6d:d2 | eGauge76715 | owner | 7NhH4aLa | WH-XF023 | mara | marawh | Yes
XF024 | C046 / C047 | 2502170246 | EG4015 | 10.24.60.20 | f8:2f:5b:05:07:f2 | eGauge103583 | owner | 5Y9kU6W4 | WH-XF024 | mara | marawh | Yes
XF025 | C049 | 2502170041 | EG4015 | 10.24.80.20 | f8:2f:5b:05:06:1a | eGauge103575 | owner | aJ9s5Bc4 | WH-XF025 | mara | marawh | Yes
XF026 | C050 / C051 | 2502170312 | EG4015 | 10.24.100.20 | f8:2f:5b:05:07:36 | eGauge103563 | owner | WeU6y9Wx | WH-XF026 | mara | marawh | Yes
XF027 | C052 / C053 | 2502170443 | EG4015 | 10.24.120.20 | f8:2f:5b:05:05:52 | eGauge103581 | owner | 5m7VrG6M | WH-XF027 | mara | marawh | Yes
XF028 | C054 / C055 | 2502170498 | EG4015 | 10.24.140.20 | f8:2f:5b:05:05:be | eGauge103076 | owner | 4YuUn3e9 | WH-XF028 | mara | marawh | Yes
XF029 | C056 / C057 | 2502170196 | EG4015 | 10.21.140.20 | f8:2f:5b:05:06:f6 | eGauge103559 | owner | g2wShE8w | WH-XF029 |  |  |  | offline
XF030 | C058 / C059 | 2502170191 | EG4015 | 10.21.160.20 | f8:2f:5b:05:06:e2 | eGauge103562 | owner | N6hFw4bF | WH-XF030 | mara | marawh | Yes
XF031 | C060 / C061 | 2310230184 | EG4015 | 10.22.160.20 | f8:2f:5b:04:d7:4e | eGauge103616 | owner | X5F3X6Zc | WH-XF031 | mara | marawh | Yes
XF032 | C062 / C063 | 2502170464 | EG4015 | 10.22.180.20 | f8:2f:5b:05:05:66 | eGauge103579 | owner | C2f7Vu3b | WH-XF032 | mara | marawh | Yes
XF033 | C064 / C065 | 2502170310 | EG4015 | 10.23.150.20 | f8:2f:5b:05:07:2e | eGauge103570 | owner | TtC9Nw2h | WH-XF033 | mara | marawh | Yes
XF034 | C066 / C067 | 2405070266 | EG4015 | 10.23.170.20 | f8:2f:5b:04:ef:36 | eGauge101609 | owner | a5w9H9Sv | WH-XF034 | mara | marawh | Yes
XF035 | C068 / C069 | 2502170406 | EG4015 | 10.24.160.20 | f8:2f:5b:05:07:3e | eGauge103588 | owner | sM6gZv4E | WH-XF035 | mara | marawh | Yes
XF036 | C070 / C071 | 2502170431 | EG4015 | 10.24.180.20 | f8:2f:5b:05:08:42 | eGauge103582 | owner | Du8N2Ng5 | WH-XF036 | mara | marawh | Yes
XF037 | C072 / C073 | 2310230171 | EG4015 | 10.21.190.20 | f8:2f:5b:04:d6:86 | eGauge103612 | owner | Av3n9rLa | WH-XF037 | mara | marawh | Yes
XF038 | C074 / C075 | 2502170193 | EG4015 | 10.21.200.20 | f8:2f:5b:05:06:ea | eGauge103584 | owner | eMhA2Vm5 | WH-XF038 | mara | marawh | Yes
XF039 | C076 / C077 | 2405070672 | EG4015 | 10.22.200.20 | f8:2f:5b:04:db:c2 | eGauge101650 | owner | 5EvA6z7B | WH-XF039 | mara | marawh | Yes
XF040 | C078 / C079 | 2405070257 | EG4015 | 10.22.210.20 | f8:2f:5b:04:ef:12 | eGauge101605 | owner | 9a7o7Bt4 | WH-XF040 | mara | marawh | Yes
XF041 | C080 / C081 | 2502170190 | EG4015 | 10.22.240.20 | f8:2f:5b:05:06:de | eGauge103596 | owner | 4d4Hk5Gi | WH-XF041 | mara | marawh | Yes
XF042 | C082 / C083 | 2502170220 | EG4015 | 10.23.190.20 | f8:2f:5b:05:08:e6 | eGauge103580 | owner | Vb8e3i4c | WH-XF042 | mara | marawh | Yes
XF043 | C084 / C085 | 2502170037 | EG4015 | 10.23.220.20 | f8:2f:5b:05:06:0a | eGauge103589 | owner | C9v7uKiV | WH-XF043 | mara | marawh | Yes
XF044 | C086 / C087 | 2201121491 | EG4115 | 10.23.230.20 | f8:2f:5b:03:6d:82 | eGauge76718 | owner | y2c8BkZk | WH-XF044 | mara | marawh | Yes
XF045 | C088 / C089 | 2201121408 | EG4115 | 10.24.240.20 | f8:2f:5b:03:6d:46 | eGauge76708 | owner | b7r7N8P2 | WH-XF045 | mara | marawh | Yes
XF046 | C090 / C091 | 2201121405 | EG4115 | 10.25.10.21 | f8:2f:5b:03:6d:ea | eGauge76692 | owner | Vk7J8F8Y | WH-XF046 | mara | marawh | Yes
XF047 | C092 / C093 | 2205180079 | EG4115 | 10.25.40.21 | f8:2f:5b:03:84:06 | eGauge76763 | owner | bX2As8rR | WH-XF047 | mara | marawh | Yes | CT Sensor reading 585KW
XF048 | C094 / C095 | 2201121175 | EG4115 | 10.25.50.20 | f8:2f:5b:03:6c:f6 | eGauge76722 | owner | u5pK2A8U | WH-XF048 | mara | marawh | Yes
XF049 | C096 / C097 | 2205180078 | EG4115 | 10.25.80.21 | f8:2f:5b:03:84:10 | eGauge76773 | owner | P2CfAu5d | WH-XF049 | mara | marawh | Yes
XF050 | C098 / C099 | 2205180124 | EG4115 | 10.25.90.21 | f8:2f:5b:03:84:3e | eGauge76765 | owner | B2E6Ey9D | WH-XF050 | mara | marawh | Yes
XF051 | C100 / C101 | 2201121417 | EG4115 | 10.25.120.21 | f8:2f:5b:03:69:1a | eGauge76666 | owner | gY8E9TcH | WH-XF051 | mara | marawh | Yes
XF052 | C102 / C103 | 2201121425 | EG4115 | 10.25.130.20 | f8:2f:5b:03:69:0a | eGauge76726 | owner | wVfUo2d7 | WH-XF052 | mara | marawh | Yes
XF053 | C104 / C105 | 2102150417 | EG4115 | 10.25.160.21 | f8:2f:5b:02:fe:ee | eGauge67288 | owner | L5Ka9SzJ | WH-XF053 | mara | marawh | Yes
XF054 | C106 / C107 | 2201121319 | EG4115 | 10.25.170.22 | f8:2f:5b:03:6d:36 | eGauge76698 | owner | 4C6P5T6S | WH-XF054 | mara | marawh | Yes
XF055 | C108 / C109 | 2201121182 | EG4115 | 10.25.200.20 | f8:2f:5b:03:6d:2a | eGauge76693 | owner | eWh6N9w4 | WH-XF055 | mara | marawh | Yes
XF056 | C110 / C111 | 2201121179 | EG4115 | 10.25.210.21 | f8:2f:5b:03:6d:2e | eGauge76690 | owner | o5d6iHx9 | WH-XF056 | mara | marawh | Yes
XF057 | C112 / C113 | 2201121321 | EG4115 | 10.25.240.20 | f8:2f:5b:03:6d:56 | eGauge76689 | owner | k9MaLj3A | WH-XF057 | mara | marawh | Yes
XF058 | C114 / C115 | 2102150387 | EG4115 | 10.26.10.20 | f8:2f:5b:02:fe:f2 | eGauge67287 | owner | 7vWm2R7G | WH-XF058 | mara | marawh | Yes
XF059 | C116 / C117 | 2201121358 | EG4115 | 10.26.40.20 | f8:2f:5b:03:5f:40 | eGauge76637 | owner | h8sAr3k6 | WH-XF059 | mara | marawh | Yes
XF060 | C118 / C119 | 2205180059 | EG4115 | 10.26.50.20 | f8:2f:5b:03:84:02 | eGauge76790 | owner | wS7M4h6F | WH-XF060 | mara | marawh | Yes
XF061 | C120 / C121 | 2205180287 | EG4115 | 10.26.80.20 | f8:2f:5b:03:82:76 | eGauge76747 | owner | w4P3oErF | WH-XF061 | mara | marawh | Yes
XF062 | C122 / C123 | 2201121369 | EG4115 | 10.26.90.20 | f8:2f:5b:03:6d:9e | eGauge76672 | owner | g7SyF4dT | WH-XF062 | mara | marawh | Yes
XF063 | C124 / C125 | 2201121474 | EG4115 | 10.26.120.20 | f8:2f:5b:03:6e:6a | eGauge76667 | owner | u9dLg3Z6 | WH-XF063 | mara | marawh | Yes
XF064 | C126 / C127 | 2201121032 | EG4115 | 10.26.130.20 | f8:2f:5b:03:6d:f6 | eGauge76685 | owner | B7sFk5Yo | WH-XF064 | mara | marawh | Yes
XF065 | C128 / C129 | 2201121376 | EG4115 | 10.26.160.23 | f8:2f:5b:03:6d:ca | eGauge76671 | owner | 3h4P5a7M | WH-XF065 | mara | marawh | Yes
XF066 | C130 / C131 | 2201121473 | EG4115 | 10.26.170.20 | f8:2f:5b:03:6e:52 | eGauge76665 | owner | SuYoLgE4 | WH-XF066 | mara | marawh | Yes
XF067 | C132 / C133 | 2201121165 | EG4115 | 10.26.200.20 | f8:2f:5b:03:6d:1e | eGauge76710 | owner | NzFq4b9o | WH-XF067 | mara | marawh | Yes
XF068 | C134 / C135 | 2201121390 | EG4115 | 10.26.210.20 | f8:2f:5b:03:69:5a | eGauge76670 | owner | Z9kR8Z7t | WH-XF068 | mara | marawh | Yes
XF069 | C136 / C137 | 2201121372 | EG4115 | 10.26.240.20 | f8:2f:5b:03:69:42 | eGauge76664 | owner | 4Gh2D3Bk | WH-XF069 | mara | marawh | Yes
XF070 | C138 / C139 | 2109200060 | EG4115 | 10.27.10.20 | f8:2f:5b:03:30:f2 | eGauge76735 | owner | AuFr2S3H | WH-XF070 | mara | marawh | Yes
XF071 | C140 / C141 | 2109200069 | EG4115 | 10.27.40.20 | f8:2f:5b:03:30:72 | eGauge76738 | owner | F3oT4u4a | WH-XF071 | mara | marawh | Yes
XF072 | C142 / C143 | 2201121035 | EG4115 | 10.27.50.20 | f8:2f:5b:03:6e:16 | eGauge76652 | owner | 7Y2s4pEu | WH-XF072 | mara | marawh | Yes
XF073 | C144 / C145 | 2205180093 | EG4115 | 10.27.80.20 | f8:2f:5b:03:84:36 | eGauge76775 | owner | 5y7t3mHv | WH-XF073 | mara | marawh | Yes
XF074 | C146 / C147 | 2201121486 | EG4115 | 10.27.90.20 | f8:2f:5b:03:6d:b2 | eGauge76712 | owner | 7YgJ8oNh | WH-XF074 | mara | marawh | Yes
XF075 | C148 / C149 | 2205180064 | EG4115 | 10.27.120.20 | f8:2f:5b:03:84:1a | eGauge76780 | owner | 3t8Pp5Si | WH-XF075 | mara | marawh | Yes
XF076 | C150 / C151 | 2205180289 | EG4115 | 10.27.130.20 | f8:2f:5b:03:82:8a | eGauge76740 | owner | bEgA5A7b | WH-XF076 | mara | marawh | Yes
XF077 | C152 / C153 | 2201121370 | EG4115 | 10.27.160.20 | f8:2f:5b:03:69:1e | eGauge76731 | owner | x4M8bWe3 | WH-XF077 | mara | marawh | Yes
XF078 | C154 / C155 | 2201121212 | EG4115 | 10.27.170.20 | f8:2f:5b:03:5a:1a | eGauge76641 | owner | Tz9kR4Co | WH-XF078 | mara | marawh | Yes
XF079 | C156 / C157 | 2205180222 | EG4115 | 10.27.200.20 | f8:2f:5b:03:82:3a | eGauge76751 | owner | H5d8n3oK | WH-XF079 | mara | marawh | Yes
XF080 | C158 / C159 | 2201121096 | EG4115 | 10.27.210.20 | f8:2f:5b:03:68:5a | eGauge76647 | owner | 5M2Hy2r3 | WH-XF080 | mara | marawh | Yes
XF081 | C160 / C161 | 2103100408 | EG4115 | 10.27.240.20 | f8:2f:5b:03:09:3e | eGauge67283 | owner | qHvTfM9M | WH-XF081 | mara | marawh | Yes
XF082 | C162 / C163 | 2201121452 | EG4115 | 10.28.10.21 | f8:2f:5b:03:6e:5e | eGauge76656 | owner | 4SoY7dPr | WH-XF082 | mara | marawh | Yes
XF083 | C164 / C165 | 2201121080 | EG4115 | 10.28.40.20 | f8:2f:5b:03:69:3a | eGauge76663 | owner | R3F5P3zC | WH-XF083 | mara | marawh | Yes
XF084 | C166 / C167 | 2201121024 | EG4115 | 10.28.50.20 | f8:2f:5b:03:6e:0e | eGauge76673 | owner | m2rFz3Bg | WH-XF084 | mara | marawh | Yes
XF085 | C168 / C169 | 2502170127 | EG4015 | 10.28.80.20 | f8:2f:5b:05:06:d2 | eGauge103594 | owner | e3d5tRb9 | WH-XF085 | mara | marawh | Yes
XF086 | C170 / C171 | 2310230149 | EG4015 | 10.28.90.20 | f8:2f:5b:04:d7:26 | eGauge103606 | owner | 9Bi9S8wV | WH-XF086 | mara | marawh | Partial | CT Sensor reading 819KW
XF087 | C172 / C173 | 2502170128 | EG4015 | 10.28.120.21 | f8:2f:5b:05:06:d6 | eGauge103600 | owner | k8h3tD9r | WH-XF087 | mara | marawh | Yes
XF088 | C174 / C175 | 2502170051 | EG4015 | 10.28.130.20 | f8:2f:5b:05:06:42 | eGauge103590 | owner | rEv3M9V5 | WH-XF088 | mara | marawh | Yes
XF089 | C176 / C177 | 2502170126 | EG4015 | 10.28.160.21 | f8:2f:5b:05:06:ce | eGauge103597 | owner | 3Lh3bKi8 | WH-XF089 | mara | marawh | Yes
XF090 | C178 / C179 | 2405070333 | EG4015 | 10.28.170.20 | f8:2f:5b:04:f0:06 | eGauge101616 | owner | UeA2gUkN | WH-XF090 | mara | marawh | Yes
XF091 | C180 / C181 | 2310230192 | EG4015 | 10.28.200.21 | f8:2f:5b:04:d6:e6 | eGauge103607 | owner | iGjB5wU6 | WH-XF091 | mara | marawh | Yes
XF092 | C182 / C183 | 2405070438 | EG4015 | 10.28.210.20 | f8:2f:5b:04:ef:d6 | eGauge101625 | owner | 2Dg7Mg2V | WH-XF092 | mara | marawh | Yes
XF093 | C184 / C185 | 2405070444 | EG4015 | 10.28.240.22 | f8:2f:5b:04:ef:ee | eGauge101623 | owner | RuLgB5Mp | WH-XF093 | mara | marawh | Yes
XF094 | [6 empty] | owner |  | Not in Use
XF095 | C188 | 2205180066 | EG4115 | 10.31.0.151 | f8:2f:5b:03:82:62 | eGauge76749 | owner | MpEz6K3Y | WH-XF095 | mara | marawh | Yes
XF096 | C189 / C190 | 2502170125 | EG4015 | 10.29.40.21 | f8:2f:5b:05:06:ca | eGauge103598 | owner | ZkX4fDbB | WH-XF096 | mara | marawh | Yes
XF097 | C191 / C192 | 2502170477 | EG4015 | 10.29.50.21 | f8:2f:5b:05:05:8a | eGauge103592 | owner | n9q3iJ2L | WH-XF097 | mara | marawh | Yes
XF098 | C193 / C194 | 2405070155 | EG4015 | 10.29.80.21 | f8:2f:5b:04:ef:fe | eGauge101618 | owner | 6X7gW7p6 | WH-XF098 | mara | marawh | Yes
XF099 | C195 / C196 | 2405070684 | EG4015 | 10.29.90.22 | f8:2f:5b:04:db:e2 | eGauge101644 | owner | Ci6F5dV4m | WH-XF099 | mara | marawh | Yes
XF100 | C197 / C198 | 2310230170 | EG4015 | 10.29.120.21 | f8:2f:5b:04:d7:a6 | eGauge103601 | owner | j9t6y4H9 | WH-XF100 | mara | marawh | Yes
XF101 | C199 / C200 | 2502170405 | EG4015 | 10.29.130.21 | f8:2f:5b:05:07:3a | eGauge103595 | owner | z9V5c3Aa | WH-XF101 | mara | marawh | Yes
XF102 | C201 / C202 | 2502170204 | EG4015 | 10.29.160.21 | f8:2f:5b:05:07:06 | eGauge103599 | owner | 5V7n3b2H | WH-XF102 | mara | marawh | Yes
XF103 | C203 / C204 | 2502170205 | EG4015 | 10.29.170.21 | f8:2f:5b:05:07:0a | eGauge103593 | owner | yBdG6C9t | WH-XF103 | mara | marawh | Yes
XF104 | C205 / C206 | 2405070439 | EG4015 | 10.29.200.20 | f8:2f:5b:04:ef:da | eGauge101624 | owner | HnF3t3sR | WH-XF104 | mara | marawh | Yes
XF105 | [6 empty] | owner |  | Not in Use
XF106 | C209 | 2205180292 | EG4115 | 10.31.4.147 | f8:2f:5b:03:84:2a | eGauge76770 | owner | cSoAdGa8 | WH-XF106 | mara | marawh | Yes
XF107 | C210 | 2102150548 | EG4115 | 10.31.8.11 | f8:2f:5b:02:fe:12 | eGauge67281 | owner | p3yRgPn2 | WH-XF107 | mara | marawh | Yes
XF108 | C211 / C212 | 2310230140 | EG4015 | 10.29.240.20 | f8:2f:5b:04:d7:62 | eGauge103615 | owner | 3L4M6A5c | WH-XF108 | mara | marawh | Yes | CT sensor reading 703KW
XF109 | C213 / C214 | 2310230114 | EG4015 | 10.30.10.20 | f8:2f:5b:04:d6:6a | eGuage103608 | owner | s3j4w9d3 | WH-XF109 | mara | marawh | Yes
XF110 | C215 / C216 | 2502170045 | EG4015 | 10.30.40.20 | f8:2f:5b:05:06:2a | eGauge103591 | owner | aS2g4VkD | WH-XF110 | mara | marawh | Yes
XF111 | C217 / C218 | 2310230199 | EG4015 | 10.30.50.20 | f8:2f:5b:04:d6:ce | eGauge103602 | owner | C4E3WpPt | WH-XF111 | mara | marawh | Yes
XF112 | C219 / C220 | 2405070255 | EG4015 | 10.30.80.20 | f8:2f:5b:04:ef:0a | eGauge101606 | owner | C3g9t2B4 | WH-XF112 | mara | marawh | Yes
XF113 | C221 / C222 | 2502170201 | EG4015 | 10.30.90.20 | f8:2f:5b:05:06:fa | eGauge103578 | owner | r2M6q5Lr | WH-XF113 | mara | marawh | Yes
XF114 | C223 | 2405070755 | EG4015 | 10.31.12.150 | f8:2f:5b:03:6e:2e | eGauge101637 | owner | 9s3gYo2J | WH-XF114 | mara | marawh | Yes
XF115 | C224 | 2102150574 | EG4115 | 10.31.16.149 | f8:2f:5b:03:0a:ea | eGauge67278 | owner | wN8C8o3G | WH-XF115 | mara | marawh | Yes
XF116 | C225 | 2205180122 | EG4115 | 10.10.2 | f8:2f:5b:03:84:7a | eGauge76766 | owner | 5Y4B2s9E | WH-XF116 |  |  |  | no power
XF117 | C226 | 2201121311 | EG4115 | 10.31.24.147 | f8:2f:5b:03:6d:26 | eGauge76704 | owner | AjJk7v6c | WH-XF117 | mara | marawh | Yes
XF118 | C227 / C228 | 2405061056 | EG4015 | 10.30.120.20 | f8:2f:5b:04:dd:f6 | eGauge101642 | owner | W4kKdB5P | WH-XF118 | mara | marawh | Yes
XF119 | C229 / C230 | 2201121318 | EG4115 | 10.30.130.20 | f8:2f:5b:03:6d:5e | eGauge76720 | owner | C4iN9P7U | WH-XF119 | mara | marawh | Yes
XF120 | C231 / C232 | 2310230175 | EG4015 | 10.30.160.20 | f8:2f:5v:04:d7:16 | eGauge103603 | owner | M2c2Kg3C | WH-XF120 | mara | marawh | Yes
XF121 | C233 / C234 | 2405070261 | EG4015 | 10.30.170.20 | f8:2f:5b:04:ef:22 | eGauge101611 | owner | RdSuBeR7 | WH-XF121 | mara | marawh | Yes
XF122 | C235 / C236 | 2310230162 | EG4015 | 10.30.200.20 | f8:2f:5b:04:d6:d6 | eGauge103605 | owner | LcY6i6vT | WH-XF122 | mara | marawh | Yes
XF123 | C237 / C238 | 2502170212 | EG4015 | 10.30.210.20 | f8:2f:5b:05:07:22 | eGauge103586 | owner | e6W6u6W7 | WH-XF123 | mara | marawh | Yes
XF124 | C239 | 2201121312 | EG4115 | 10.31.28.155 | f8:2f:5b:03:6d:12 | eGauge76703 | owner | hN7T7s6n | WH-XF124 | mara | marawh | Yes
XF125 | C240 | 2205180092 | EG4115 | 10.31.32.10 | f8:2f:5b:03:84:5a | eGauge76774 | owner | 9zB3a9q7 | WH-XF125 | mara | marawh | Yes
XF126 | C241 | 2201121419 | EG4115 | 10.31.36.148 | f8:2f:5b:03:69:06 | eGauge76732 | owner | a4nL3D5r | WH-XF126 | mara | marawh | Yes
XF127 | C242 | 2201121495 | EG4115 | 10.31.40.151 | f8:2f:5b:03:6e:42 | eGauge76638 | owner | 7T2Um9dC | WH-XF127 | mara | marawh | Yes
XF128 | C243 | 2310230203 | EG4015 | 10.31.44.14 | f8:2f:5b:04:d7:8e | eGauge103618 | owner | yZ5G3Y6b | WH-XF128 | mara | marawh | Yes
XF129 | C244 | 2310230138 | EG4015 | 10.31.48.12 | f8:2f:5b:04:d6:ca | eGauge103609 | owner | vR3sPkX5 | WH-XF129 | mara | marawh | Yes
XF130 | C245 | 2405061066 | EG4015 | 10.31.55.10 | f8:2f:5b:04:de:02 | eGauge101641 | owner | 9yDh7D7R | WH-XF130 | mara | marawh | Yes
XF131 | [6 empty] | owner |  | Not in Use
XF132 | C247 | 2405070417 | EG4015 | 10.31.60.150 | f8:2f:5b:04:ef:a6 | eGauge101627 | owner | Ha7K9G2J | WH-XF132 | mara | marawh | Yes
XF133 | C248 | 2405070668 | EG4015 | 10.31.64.10 | f8:2f:5b:04:db:b2 | eGauge101648 | owner | D9p2nEqT | WH-XF133 | mara | marawh | Yes
XF134 | C249 | 2405070489 | EG4015 | 10.31.68.185 | f8:2f:5b:04:f0:56 | eGauge101613 | owner | kHqAa9P9 | WH-XF134 | mara | marawh | Yes
XF135 | C250 | 2205180236 | EG4115 | 10.31.72.151 | f8:2f:5b:03:81:b6 | eGauge76741 | owner | hP6aBrMd | WH-XF135 |  |  |  | CT sensor reading 672KW
XF136 | C251 | 2201121496 | EG4115 | 10.31.76.147 | f8:2f:5b:03:6e:22 | eGauge76651 | owner | nK8J9JdS | WH-XF136 | mara | marawh | Yes
XF137 | C252 | 2201121494 | EG4115 | 10.31.80.147 | f8:2f:5b:03:6d:fa | eGauge76687 | owner | cJj3U3V9 | WH-XF137 | mara | marawh | Yes
XF138 | C253 | 2310230137 | EG4015 | 10.31.84.146 | f8:2f:5b:04:d6:a6 | eGauge103613 | owner | d9K2f5kB | WH-XF138 | mara | marawh | Yes
XF139 | C254 | 2310230178 | EG4015 | 10.31.88.10 | f8:2f:5b:04:d7:a2 | eGauge103717 | owner | c3h7H4H2 | WH-XF139 | mara | marawh | Yes
XF140 | C255 | 2405061638 | EG4015 | 10.31.92.10 | f8:2f:5b:04:df:3a | eGauge101629 | owner | R3Jh7p4o | WH-XF140 | mara | marawh | Yes
XF141 | C256 | 2405061645 | EG4015 | 10.31.96.148 | f8:2f:5b:04:df:56 | eGauge101632 | owner | Tc9Y2k8g | WH-XF141 | mara | marawh | Partial | CT Sensor reading 713KW
XF142 | C257 | 2405070683 | EG4015 | 10.31.100.164 | f8:2f:5b:04:db:de | eGauge101638 | owner | eN3zKdHu | WH-XF142 | mara | marawh | Yes
XF143 | C258 | 2405070453 | EG4015 | 10.31.104.154 | f8:2f:5b:04:f0:16 | eGauge101614 | owner | j4YmF5Zt | WH-XF143 | mara | marawh | Yes
XF144 | C259 | 2405070433 | EG4015 | 10.31.108.186 | f8:2f:5b:04:ef:c2 | eGauge101626 | owner | dY7jZ9Bm | WH-XF144 | mara | marawh | Yes
XF145 | C260 | 2205180290 | EG4115 | 10.31.112.152 | f8:2f:5b:03:84:56 | eGauge76784 | owner | w3W8w8v3 | WH-XF145 | mara | marawh | Yes
XF146 | C261 | 2205180063 | EG4115 | 10.31.116.146 | f8:2f:5b:03:84:2e | eGauge76791 | owner | k8t4r5u2 | WH-XF146 | mara | marawh | Yes
XF147 | C262 | 2205180266 | EG4115 | 10.31.120.149 | f8:2f:5b:03:83:fe | eGauge76789 | owner | CwDt4tKv | WH-XF147 | mara | marawh | Yes
XF148 | C263 | 2405070399 | EG4015 | 10.31.124.148 | f8:2f:5b:04:ef:8e | eGauge101620 | owner | Uf8Cr5h3 | WH-XF148 | mara | marawh | Yes
XF149 | C264 | 2405060383 | EG4015 | 10.31.128.10 | f8:2f:5b:04:dd:f2 | eGauge101646 | owner | 3Z4Kn9C4 | WH-XF149 | mara | marawh | Yes
XF150 | C265 | 2405070715 | EG4015 | 10.31.132.10 | f8:2f:5b:04:db:ea | eGauge101628 | owner | n5tF2W8F | WH-XF150 | mara | marawh | Yes
XF151 | C266 | 2405070275 | EG4015 | 10.31.136.44 | f8:2f:5b:04:ef:5a | eGauge101604 | owner | Ay3xB7K3 | WH-XF151 | mara | marawh | Yes
XF152 | C267 | 2405061643 | EG4015 | 10.31.140.152 | f8:2f:5b:04:df:4e | eGauge101633 | owner | 3V2V4P5h | WH-XF152 | mara | marawh | Yes
XF153 | C268 | 2405070437 | EG4015 | 10.31.144.150 | f8:2f:5b:04:ef:d2 | eGauge101621 | owner | f2FdStF4 | WH-XF153 | mara | marawh | Yes
XF154 | C269 | 2405061120 | EG4015 | 10.31.148.152 | f8:2f:5b:04:de:06 | eGauge101643 | owner | Mi8W5Z2D | WH-XF154 | mara | marawh | Yes
XF155 | C270 | 2102150405 | EG4115 | 10.31.152.147 | f8:2f:5b:02:fe:c6 | eGauge67290 | owner | Ax9UcAmD | WH-XF155 | mara | marawh | Yes
XF156 | C271 | 2405070750 | EG4015 | 10.31.156.142 | f8:2f:5b:04:f0:6a | eGauge101615 | owner | m8oBbEe5 | WH-XF156 | mara | marawh | Yes
XF157 | C272 | 2405070462 | EG4015 | 10.31.160.10 | f8:2f:5b:04:f0:2a | eGauge101612 | owner | r3nHk3cK | WH-XF157 | mara | marawh | Yes
XF158 | C273 | 2205180224 | EG4115 | 10.31.164.146 | f8:2f:5b:03:82:16 | eGauge76739 | owner | Np7b9fSq | WH-XF158 | mara | marawh | Yes
XF159 | C274 | 2405070714 | EG4015 | 10.31.168.123 | f8:2f:5b:04:db:e6 | eGauge101634 | owner | z3XeT4iD | WH-XF159 | mara | marawh | Yes
XF160 | C275 | 2201121313 | EG4115 | 10.31.172.158 | f8:2f:5b:03:6d:52 | eGauge76699 | owner | 5E7A8oK7 | WH-XF160 | mara | marawh | Yes
XF161 | C276 | 2405061058 | EG4015 | 10.31.176.148 | f8:2f:5b:04:dd:fa | eGauge101640 | owner | F5h2Ad6D | WH-XF161 | mara | marawh | Yes
XF162 | C277 | 2405061059 | EG4015 | 10.31.180.149 | f8:2f:5b:04:dd:fe | eGauge101631 | owner | Cj7dU2oP | WH-XF162 | mara | marawh | Yes
XF163 | C278 | 2205180279 | EG4115 | 10.31.184.150 | f8:2f:5b:03:83:9a | eGauge76781 | owner | 3N4Eh7Yh | WH-XF163 | mara | marawh | Yes
XF164 | C279 | 2310230164 | EG4015 | 10.31.188.147 | f8:2f:5b:04:d7:9e | eGauge103610 | owner | 5aG9sN4t | WH-XF164 | mara | marawh | Yes
XF165 | C280 | 2310230205 | EG4015 | 10.31.192.10 | f8:2f:5b:04:d6:a2 | eGauge103611 | owner | c3s2u2Ry | WH-XF165 | mara | marawh | Yes
XF166 | C281 | 2310230152 | EG4015 | 10.31.196.10 | f8:2f:5b:04:d7:72 | eGauge103619 | owner | iHk7FcH4 | WH-XF166 | mara | marawh | Yes
XF167 | C282 | 2310230188 | EG4015 | 10.31.200.140 | f8:2f:5b:04:d7:82 | eGauge103620 | owner | S5h5J7Ab | WH-XF167 | mara | marawh | Yes
XF168 | C283 | 2405070716 | EG4015 | 10.31.204.162 | f8:2f:5b:04:db:ee | eGauge101639 | owner | hW9T4t7C | WH-XF168 | mara | marawh | Yes
XF169 | C284 | 2405070426 | EG4015 | 10.31.208.157 | f8:2f:5b:04:ef:ba | eGauge101622 | owner | A8q7Px8N | WH-XF169 | mara | marawh | Yes

## IP Ranges - Air (OLD) (hidden)
VLAN ID | Purpose | Containers | Netblock | Gateway | Size | DHCP Range | V1 | V2 | V3 | IP Ranges
1 | CN Internal | SCADA | 10.10.0.0 | 10.10.0.254 | /24 | .200-.225
2 | Antminer | C246 | 10.10.100.0 | 10.10.2.254 | /24 | .1-.250 |  | C246 |  | 10.10.100.0-254
3 | Antminer | C246 | 10.10.101.0 | 10.10.3.254 | /24 | .1-.250 |  |  | C246 | 10.10.101.0-254
4 | Whatsminer | C252 | 10.10.104.0 | 10.10.4.254 | /24 | .1-.250 | C252 |  |  | 10.10.104.0-254
5 | Whatsminer | C252 | 10.10.105.0 | 10.10.5.254 | /24 | .1-.250 |  | C252 |  | 10.10.105.0-254
6 | Whatsminer | C252 | 10.10.106.0 | 10.10.6.254 | /24 | .1-.250 |  |  | C252 | 10.10.106.0-254
7 | Whatsminer | C260 | 10.10.111.0 | 10.10.7.254 | /24 | .1-.250 | C260 |  |  | 10.10.111.0-254
8 | Whatsminer | C263 | 10.10.112.0 | 10.10.8.254 | /24 | .1-.250 |  | C263 |  | 10.10.112.0-254
9 |  |  | 10.10.9.0 | 10.10.9.254 | /24 | .1-.250
10 |  |  | 10.10.10.0 | 10.10.10.254 | /24 | .1-.250
11 |  |  | 10.10.11.0 | 10.10.11.254 | /24 | .1-.250
12 |  |  | 10.10.12.0 | 10.10.12.254 | /24 | .1-.250
13 |  |  | 10.10.13.0 | 10.10.13.254 | /24 | .1-.250
14 |  |  | 10.10.14.0 | 10.10.14.254 | /24 | .1-.250
15 |  |  | 10.10.15.0 | 10.10.15.254 | /24 | .1-.250
16 |  |  | 10.10.16.0 | 10.10.16.254 | /24 | .1-.250
17 |  |  | 10.10.17.0 | 10.10.17.254 | /24 | .1-.250
18 |  |  | 10.10.18.0 | 10.10.18.254 | /24 | .1-.250
19 |  |  | 10.10.19.0 | 10.10.19.254 | /24 | .1-.250
20 |  |  | 10.10.20.0 | 10.10.20.254 | /24 | .1-.250
21 |  |  | 10.10.21.0 | 10.10.21.254 | /24 | .1-.250
22 |  |  | 10.10.22.0 | 10.10.22.254 | /24 | .1-.250
23 |  |  | 10.10.23.0 | 10.10.23.254 | /24 | .1-.250
24 |  |  | 10.10.24.0 | 10.10.24.254 | /24 | .1-.250
25 |  |  | 10.10.25.0 | 10.10.25.254 | /24 | .1-.250
26 |  |  | 10.10.26.0 | 10.10.26.254 | /24 | .1-.250
27 |  |  | 10.10.27.0 | 10.10.27.254 | /24 | .1-.250
28 |  |  | 10.10.28.0 | 10.10.28.254 | /24 | .1-.250
29 |  |  | 10.10.29.0 | 10.10.29.254 | /24 | .1-.250
30 |  |  | 10.10.30.0 | 10.10.30.254 | /24 | .1-.250
255 |  |  | 10.10.255.0 | 10.10.255.254 | /24 | .1-.250
256 | No DHCP pool? |  | 10.11.0.0 | 10.11.0.254 | /24 | .1-.250
257 |  |  | 10.11.1.0 | #REF! | /24 | .1-.250
258 |  |  | 10.11.2.0 | #REF! | /24 | .1-.250
259 |  |  | 10.11.3.0 | #REF! | /24 | .1-.250
260 |  |  | 10.11.4.0 | #REF! | /24 | .1-.250
261 |  |  | 10.11.5.0 | #REF! | /24 | .1-.250
262 |  |  | 10.11.6.0 | #REF! | /24 | .1-.250
263 |  |  | 10.11.7.0 | #REF! | /24 | .1-.250
264 |  |  | 10.11.8.0 | #REF! | /24 | .1-.250
265 |  |  | 10.11.9.0 | #REF! | /24 | .1-.250
266 |  |  | 10.11.10.0 | #REF! | /24 | .1-.250
267 |  |  | 10.11.11.0 | #REF! | /24 | .1-.250
268 |  |  | 10.11.12.0 | #REF! | /24 | .1-.250
269 |  |  | 10.11.13.0 | #REF! | /24 | .1-.250
270 |  |  | 10.11.14.0 | #REF! | /24 | .1-.250
271 |  |  | 10.11.15.0 | #REF! | /24 | .1-.250
272 |  |  | 10.11.16.0 | #REF! | /24 | .1-.250
273 |  |  | 10.11.17.0 | #REF! | /24 | .1-.250
274 |  |  | 10.11.18.0 | #REF! | /24 | .1-.250
275 |  |  | 10.11.19.0 | #REF! | /24 | .1-.250
276 |  |  | 10.11.20.0 | #REF! | /24 | .1-.250
277 |  |  | 10.11.21.0 | #REF! | /24 | .1-.250
278 |  |  | 10.11.22.0 | #REF! | /24 | .1-.250
279 |  |  | 10.11.23.0 | #REF! | /24 | .1-.250
280 |  |  | 10.11.24.0 | #REF! | /24 | .1-.250
281 |  |  | 10.11.25.0 | #REF! | /24 | .1-.250
282 |  |  | 10.11.26.0 | #REF! | /24 | .1-.250
283 |  |  | 10.11.27.0 | #REF! | /24 | .1-.250
284 |  |  | 10.11.28.0 | #REF! | /24 | .1-.250
285 |  |  | 10.11.29.0 | #REF! | /24 | .1-.250
286 |  |  | 10.11.30.0 | #REF! | /24 | .1-.250
287 |  |  | 10.11.31.0 | #REF! | /24 | .1-.250
288 |  |  | 10.11.32.0 | #REF! | /24 | .1-.250
289 |  |  | 10.11.33.0 | #REF! | /24 | .1-.250
290 |  |  | 10.11.34.0 | #REF! | /24 | .1-.250
291 |  |  | 10.11.35.0 | #REF! | /24 | .1-.250
292 |  |  | 10.11.36.0 | #REF! | /24 | .1-.250
293 |  |  | 10.11.37.0 | #REF! | /24 | .1-.250
294 |  |  | 10.11.38.0 | #REF! | /24 | .1-.250
295 | Antminer | C225 | 10.10.113.0 | 10.10.295.254 | /24 | .1-.250 | C225 |  |  | 10.10.113.0-254
296 | Antminer | C225 | 10.10.114.0 | 10.10.296.254 | /24 | .1-.250 |  | C225 |  | 10.10.114.0-254
297 | Antminer | C225 | 10.10.115.0 | 10.10.297.254 | /24 | .1-.250 |  |  | C225 | 10.10.115.0-254
296 |  |  | 10.11.40.0 | #REF! | /24 | .1-.250
297 | Whatsminer | C264 | 10.10.117.0 | 10.10.297.254 | /24 | .1-.250 |  |  | C264 | 10.10.117.0-254
297 |  |  | 10.11.41.0 | #REF! | /24 | .1-.250
298 | Whatsminer | C267 | 10.10.128.0 | 10.10.298.254 | /24 | .1-.250 | C267 |  |  | 10.10.128.0-254
298 |  |  | 10.11.42.0 | #REF! | /24 | .1-.250
299 | Whatsminer | C267 | 10.10.129.0 | 10.10.299.254 | /24 | .1-.250 |  | C267 |  | 10.10.129.0-254
299 |  |  | 10.11.43.0 | #REF! | /24 | .1-.250
300 | Whatsminer | C267 | 10.10.130.0 | 10.10.300.254 | /24 | .1-.250 |  |  | C267 | 10.10.130.0-254
300 |  |  | 10.11.44.0 | #REF! | /24 | .1-.250
301 | Whatsminer | C259 | 10.10.131.0 | 10.10.301.254 | /24 | .1-.250 | C259 |  |  | 10.10.131.0-254
301 |  |  | 10.11.45.0 | #REF! | /24 | .1-.250
302 | Whatsminer | C259 | 10.10.132.0 | 10.10.302.254 | /24 | .1-.250 |  | C259 |  | 10.10.132.0-254
302 |  |  | 10.11.46.0 | #REF! | /24 | .1-.250
303 | Whatsminer | C259 / C262 | 10.10.133.0 | 10.10.303.254 | /24 | .1-.250 | C262 |  | C259 | 10.10.133.0-254
303 |  |  | 10.11.47.0 | #REF! | /24 | .1-.250
304 | Whatsminer | C262 | 10.10.134.0 | 10.10.304.254 | /24 | .1-.250 |  | C262 |  | 10.10.134.0-254
304 |  |  | 10.11.48.0 | #REF! | /24 | .1-.250
305 | Whatsminer | C262 | 10.10.135.0 | 10.10.305.254 | /24 | .1-.250 |  |  | C262 | 10.10.135.0-254
305 |  |  | 10.11.49.0 | #REF! | /24 | .1-.250
306 | Whatsminer | C268 | 10.10.136.0 | 10.10.306.254 | /24 | .1-.250 | C268 |  |  | 10.10.136.0-254
306 |  |  | 10.11.50.0 | #REF! | /24 | .1-.250
307 | Whatsminer | C268 | 10.10.137.0 | 10.10.307.254 | /24 | .1-.250 |  | C268 |  | 10.10.137.0-254
307 |  |  | 10.11.51.0 | #REF! | /24 | .1-.250
308 | Whatsminer | C268 | 10.10.138.0 | 10.10.308.254 | /24 | .1-.250 |  |  | C268 | 10.10.138.0-254
308 |  |  | 10.11.52.0 | #REF! | /24 | .1-.250
309 | Whatsminer | C253 | 10.10.139.0 | 10.10.309.254 | /24 | .1-.250 | C253 |  |  | 10.10.139.0-254
309 |  |  | 10.11.53.0 | #REF! | /24 | .1-.250
310 | Whatsminer | C253 | 10.10.140.0 | 10.10.310.254 | /24 | .1-.250 |  | C253 |  | 10.10.140.0-254
310 |  |  | 10.11.54.0 | #REF! | /24 | .1-.250
311 | Antminer | C243 | 10.10.141.0 | 10.10.311.254 | /24 | .1-.250 | C243 |  |  | 10.10.141.0-254
311 |  |  | 10.11.55.0 | #REF! | /24 | .1-.250
312 | Antminer | C243 | 10.10.142.0 | 10.10.312.254 | /24 | .1-.250 |  | C243 |  | 10.10.142.0-254
312 |  |  | 10.11.56.0 | #REF! | /24 | .1-.250
313 | Whatsminer | C250 / C253 | 10.10.143.0 | 10.10.313.254 | /24 | .1-.250 |  | C250 | C253 | 10.10.143.0-254
313 |  |  | 10.11.57.0 | #REF! | /24 | .1-.250
314 | Whatsminer | C224 | 10.10.147.0 | 10.10.314.254 | /24 | .1-.250 | C224 |  |  | 10.10.147.0-254
314 |  |  | 10.11.58.0 | #REF! | /24 | .1-.250
315 | Antminer | C240 | 10.10.156.0 | 10.10.315.254 | /24 | .1-.250 | C240 |  |  | 10.10.156.0-254
315 |  |  | 10.11.59.0 | #REF! | /24 | .1-.250
316 | Antminer | C240 | 10.10.157.0 | 10.10.316.254 | /24 | .1-.250 |  | C240 |  | 10.10.157.0-254
316 |  |  | 10.11.60.0 | #REF! | /24 | .1-.250
317 | Antminer | C240 / C249 | 10.10.158.0 | 10.10.317.254 | /24 | .1-.250 | C249 |  | C240 | 10.10.158.0-254
317 |  |  | 10.11.61.0 | #REF! | /24 | .1-.250
318 | Antminer | C249 | 10.10.159.0 | 10.10.318.254 | /24 | .1-.250 |  | C249 |  | 10.10.159.0-254
318 |  |  | 10.11.62.0 | #REF! | /24 | .1-.250
319 | Antminer | C249 | 10.10.160.0 | 10.10.319.254 | /24 | .1-.250 |  |  | C249 | 10.10.160.0-254
319 |  |  | 10.11.63.0 | #REF! | /24 | .1-.250
320 |  |  | 10.11.64.0 | #REF! | /24 | .1-.250
321 |  |  | 10.11.65.0 | #REF! | /24 | .1-.250
322 |  |  | 10.11.66.0 | #REF! | /24 | .1-.250
323 |  |  | 10.11.67.0 | #REF! | /24 | .1-.250
324 |  |  | 10.11.68.0 | #REF! | /24 | .1-.250
325 |  |  | 10.11.69.0 | #REF! | /24 | .1-.250
326 |  |  | 10.11.70.0 | #REF! | /24 | .1-.250
327 |  |  | 10.11.71.0 | #REF! | /24 | .1-.250
328 |  |  | 10.11.72.0 | #REF! | /24 | .1-.250
329 |  |  | 10.11.73.0 | #REF! | /24 | .1-.250
330 |  |  | 10.11.74.0 | #REF! | /24 | .1-.250
331 |  |  | 10.11.75.0 | #REF! | /24 | .1-.250
332 |  |  | 10.11.76.0 | #REF! | /24 | .1-.250
333 |  |  | 10.11.77.0 | #REF! | /24 | .1-.250
334 |  |  | 10.11.78.0 | #REF! | /24 | .1-.250
335 |  |  | 10.11.79.0 | #REF! | /24 | .1-.250
336 |  |  | 10.11.80.0 | #REF! | /24 | .1-.250
337 |  |  | 10.11.81.0 | #REF! | /24 | .1-.250
338 |  |  | 10.11.82.0 | #REF! | /24 | .1-.250
339 |  |  | 10.11.83.0 | #REF! | /24 | .1-.250
340 |  |  | 10.11.84.0 | #REF! | /24 | .1-.250
341 |  |  | 10.11.85.0 | #REF! | /24 | .1-.250
342 |  |  | 10.11.86.0 | #REF! | /24 | .1-.250
343 |  |  | 10.11.87.0 | #REF! | /24 | .1-.250
344 |  |  | 10.11.88.0 | #REF! | /24 | .1-.250
345 |  |  | 10.11.89.0 | #REF! | /24 | .1-.250
346 |  |  | 10.11.90.0 | #REF! | /24 | .1-.250 |  |  |  |  | 10.x.1.0 | 10.x.2.0 | 10.x.3.0 | 10.x.4.0 | 10.x.5.0 | 10.x.6.0 | 10.x.7.0 | 10.x.8.0
347 |  |  | 10.11.91.0 | #REF! | /24 | .1-.250
348 |  |  | 10.11.92.0 | #REF! | /24 | .1-.250
349 | Antminer KS3 | C247 | 10.10.163.0 | 10.10.349.254 | /24 | .1-.250 | C247 |  |  | 10.10.163.0-254
350 | Antminer KS3 | C247 | 10.10.164.0 | 10.10.350.254 | /24 | .1-.250 |  | C247 |  | 10.10.164.0-254
351 | Antminer KS3 | C247 | 10.10.165.0 | 10.10.351.254 | /24 | .1-.250 |  |  | C247 | 10.10.165.0-254
352 | Antminer KS3 | C248 | 10.10.166.0 | 10.10.352.254 | /24 | .1-.250 | C248 |  |  | 10.10.166.0-254
353 | Antminer KS3 | C248 | 10.10.167.0 | 10.10.353.254 | /24 | .1-.250 |  | C248 |  | 10.10.167.0-254
354 | Antminer KS3 | C248 | 10.10.168.0 | 10.10.354.254 | /24 | .1-.250 |  |  | C248 | 10.10.168.0-254
355 | Whatsminer | C261 | 10.10.169.0 | 10.10.355.254 | /24 | .1-.250 | C261 |  |  | 10.10.169.0-254
356 | Whatsminer | C261 | 10.10.170.0 | 10.10.356.254 | /24 | .1-.250 |  | C261 |  | 10.10.170.0-254
357 | Whatsminer | C261 | 10.10.171.0 | 10.10.357.254 | /24 | .1-.250 |  |  | C261 | 10.10.171.0-254
358 | Whatsminer | C224 | 10.10.172.0 | 10.10.358.254 | /24 | .1-.250 |  | C224 |  | 10.10.172.0-254
352 |  |  | 10.11.96.0 | #REF! | /24 | .1-.250
353 | Whatsminer | C224 | 10.10.173.0 | 10.10.353.254 | /24 | .1-.250 |  |  | C224 | 10.10.173.0-254
353 |  |  | 10.11.97.0 | #REF! | /24 | .1-.250
354 | Whatsminer | C241 | 10.10.179.0 | 10.10.354.254 | /24 | .1-.250 | C241 |  |  | 10.10.179.0-254
354 |  |  | 10.11.98.0 | #REF! | /24 | .1-.250
355 | Whatsminer | C241 | 10.10.180.0 | 10.10.355.254 | /24 | .1-.250 |  | C241 |  | 10.10.180.0-254
355 |  |  | 10.11.99.0 | #REF! | /24 | .1-.250
356 | Whatsminer | C241 | 10.10.181.0 | 10.10.356.254 | /24 | .1-.250 |  |  | C241 | 10.10.181.0-254
356 |  |  | 10.11.100.0 | #REF! | /24 | .1-.250
357 | Whatsminer | C251 | 10.10.182.0 | 10.10.357.254 | /24 | .1-.250 | C251 |  |  | 10.10.182.0-254
357 |  |  | 10.11.101.0 | #REF! | /24 | .1-.250
358 | Whatsminer | C251 | 10.10.183.0 | 10.10.358.254 | /24 | .1-.250 |  | C251 |  | 10.10.183.0-254
358 |  |  | 10.11.102.0 | #REF! | /24 | .1-.250
359 | Whatsminer | C251 | 10.10.184.0 | 10.10.359.254 | /24 | .1-.250 |  |  | C251 | 10.10.184.0-254
359 |  |  | 10.11.103.0 | #REF! | /24 | .1-.250
360 | Whatsminer | C239 | 10.10.185.0 | 10.10.360.254 | /24 | .1-.250 | C239 |  |  | 10.10.185.0-254
360 |  |  | 10.11.104.0 | #REF! | /24 | .1-.250
361 | Whatsminer | C239 | 10.10.186.0 | 10.10.361.254 | /24 | .1-.250 |  | C239 |  | 10.10.186.0-254
361 |  |  | 10.11.105.0 | #REF! | /24 | .1-.250
362 | Whatsminer | C239 | 10.10.187.0 | 10.10.362.254 | /24 | .1-.250 |  |  | C239 | 10.10.187.0-254
362 |  |  | 10.11.106.0 | #REF! | /24 | .1-.250
363 | Whatsminer | C282 | 10.10.189.0 | 10.10.363.254 | /24 | .1-.250 | C282 |  |  | 10.10.189.0-254
363 |  |  | 10.11.107.0 | #REF! | /24 | .1-.250
364 |  |  | 10.11.108.0 | #REF! | /24 | .1-.250
365 |  |  | 10.11.109.0 | #REF! | /24 | .1-.250
366 |  |  | 10.11.110.0 | #REF! | /24 | .1-.250
367 | Whatsminer | C282 | 10.10.190.0 | 10.10.367.254 | /24 | .1-.250 |  | C282 |  | 10.10.190.0-254
368 | Whatsminer | C282 | 10.10.191.0 | 10.10.368.254 | /24 | .1-.250 |  |  | C282 | 10.10.191.0-254
369 |  |  | 10.10.75.0 | 10.10.369.254 | /24 | .1-.250
370 | Whatsminer | C270 | 10.10.198.0 | 10.10.370.254 | /24 | .1-.250 |  | C270 |  | 10.10.198.0-254
371 | Whatsminer | C270 | 10.10.199.0 | 10.10.371.254 | /24 | .1-.250 |  |  | C270 | 10.10.199.0-254
2 | Service WiFi | SCADA | 10.10.2.0 | 10.10.2.254 | /24 | .10-.99 |  |  |  | 10.10.2.0-254
3 | Antminer | C210 | 10.10.207.0 | 10.10.3.254 | /24 | .1-.250 | C210 |  |  | 10.10.207.0-254
4 | Antminer | C210 | 10.10.208.0 | 10.10.4.254 | /24 | .1-.250 |  | C210 |  | 10.10.208.0-254
5 | Antminer | C210 | 10.10.209.0 | 10.10.5.254 | /24 | .1-.250 |  |  | C210 | 10.10.209.0-254
3 | Guest WiFi | SCADA | 10.10.3.0 | 10.10.3.254 | /24 | .1-.250 |  |  |  | 10.10.3.0-254
4 | Whatsminer | C279 | 10.10.31.0 | 10.10.4.254 | /24 | .1-.250 | C279 |  |  | 10.10.31.0-254
5 | Whatsminer | C279 | 10.10.32.0 | 10.10.5.254 | /24 | .1-.250 |  | C279 |  | 10.10.32.0-254
371 |  |  | 10.11.115.0 | #REF! | /24 | .1-.250
372 | Whatsminer | C279 / C280 | 10.10.33.0 | 10.10.372.254 | /24 | .1-.250 | C280 |  | C279 | 10.10.33.0-254
373 | Whatsminer | C280 | 10.10.34.0 | 10.10.373.254 | /24 | .1-.250 |  | C280 |  | 10.10.34.0-254
374 | Whatsminer | C280 / C281 | 10.10.35.0 | 10.10.374.254 | /24 | .1-.250 | C281 |  | C280 | 10.10.35.0-254
375 | Whatsminer | C281 | 10.10.36.0 | 10.10.375.254 | /24 | .1-.250 |  | C281 |  | 10.10.36.0-254
376 | Whatsminer | C281 | 10.10.37.0 | 10.10.376.254 | /24 | .1-.250 |  |  | C281 | 10.10.37.0-254
377 | Whatsminer | C257 | 10.10.38.0 | 10.10.377.254 | /24 | .1-.250 | C257 |  |  | 10.10.38.0-254
378 | Whatsminer | C257 | 10.10.39.0 | 10.10.378.254 | /24 | .1-.250 |  | C257 |  | 10.10.39.0-254
4 | Management | SCADA | 10.10.4.0 | 10.10.4.254 | /24 | .1-.250 |  |  |  | 10.10.4.0-254
5 |  |  | 10.10.86.0 | 10.10.5.254 | /24 | .1-.250
6 | Whatsminer | C283 | 10.10.40.0 | 10.10.6.254 | /24 | .1-.250 | C283 |  | C257 | 10.10.40.0-254
375 |  |  | 10.11.119.0 | #REF! | /24 | .1-.250
376 |  |  | 10.10.87.0 | 10.10.376.254 | /24 | .1-.250
376 |  |  | 10.11.120.0 | #REF! | /24 | .1-.250
377 |  |  | 10.10.88.0 | 10.10.377.254 | /24 | .1-.250
377 |  |  | 10.11.121.0 | #REF! | /24 | .1-.250
378 |  |  | 10.10.89.0 | 10.10.378.254 | /24 | .1-.250
379 | Whatsminer | C283 | 10.10.41.0 | 10.10.379.254 | /24 | .1-.250 |  | C283 |  | 10.10.41.0-254
380 | Whatsminer | C283 / C284 | 10.10.42.0 | 10.10.380.254 | /24 | .1-.250 | C284 |  | C283 | 10.10.42.0-254
381 |  |  | 10.10.90.0 | 10.10.381.254 | /24 | .1-.250
382 | Whatsminer | C284 | 10.10.43.0 | 10.10.382.254 | /24 | .1-.250 |  | C284 |  | 10.10.43.0-254
383 | Whatsminer | C284 | 10.10.44.0 | 10.10.383.254 | /24 | .1-.250 |  |  | C284 | 10.10.44.0-254
384 | Whatsminer | C271 | 10.10.45.0 | 10.10.384.254 | /24 | .1-.250 | C271 |  |  | 10.10.45.0-254
385 |  |  | 10.10.91.0 | 10.10.385.254 | /24 | .1-.250
386 | Whatsminer | C271 | 10.10.46.0 | 10.10.386.254 | /24 | .1-.250 |  | C271 |  | 10.10.46.0-254
387 | Whatsminer | C271 / C272 | 10.10.47.0 | 10.10.387.254 | /24 | .1-.250 | C272 |  | C271 | 10.10.47.0-254
388 | Whatsminer | C272 | 10.10.48.0 | 10.10.388.254 | /24 | .1-.250 |  | C272 |  | 10.10.48.0-254
389 |  |  | 10.10.92.0 | 10.10.389.254 | /24 | .1-.250
390 | Whatsminer | C272 / C273 | 10.10.49.0 | 10.10.390.254 | /24 | .1-.250 | C273 |  | C272 | 10.10.49.0-254
5 | Service WiFi 2 | SCADA | 10.10.5.0 | 10.10.5.254 | /24 | .1-.250 |  |  |  | 10.10.5.0-254
6 | Whatsminer | C273 | 10.10.50.0 | 10.10.6.254 | /24 | .1-.250 |  | C273 |  | 10.10.50.0-254
7 | Whatsminer | C273 | 10.10.51.0 | 10.10.7.254 | /24 | .1-.250 |  |  | C273 | 10.10.51.0-254
8 | Whatsminer | C274 | 10.10.52.0 | 10.10.8.254 | /24 | .1-.250 | C274 |  |  | 10.10.52.0-254
9 | Whatsminer | C274 | 10.10.53.0 | 10.10.9.254 | /24 | .1-.250 |  | C274 |  | 10.10.53.0-254
10 | Whatsminer | C274 / C275 | 10.10.54.0 | 10.10.10.254 | /24 | .1-.250 | C275 |  | C274 | 10.10.54.0-254
11 |  |  | 10.10.102.0 | 10.10.11.254 | /24 | .1-.250
12 |  |  | 10.10.107.0 | 10.10.12.254 | /24 | .1-.250
383 |  |  | 10.11.127.0 | #REF! | /24 | .1-.250
384 |  |  | 10.10.103.0 | 10.10.384.254 | /24 | .1-.250
385 |  |  | 10.10.108.0 | 10.10.385.254 | /24 | .1-.250
384 |  |  | 10.11.128.0 | #REF! | /24 | .1-.250
385 |  |  | 10.10.109.0 | 10.10.385.254 | /24 | .1-.250
385 |  |  | 10.11.129.0 | #REF! | /24 | .1-.250
386 |  |  | 10.10.110.0 | 10.10.386.254 | /24 | .1-.250
386 |  |  | 10.11.130.0 | #REF! | /24 | .1-.250
387 | Whatsminer | C275 | 10.10.55.0 | 10.10.387.254 | /24 | .1-.250 |  | C275 |  | 10.10.55.0-254
388 | Whatsminer | C275 / C276 | 10.10.56.0 | 10.10.388.254 | /24 | .1-.250 | C276 |  | C275 | 10.10.56.0-254
389 | Whatsminer | C276 | 10.10.57.0 | 10.10.389.254 | /24 | .1-.250 |  | C276 |  | 10.10.57.0-254
390 | Whatsminer | C276 | 10.10.58.0 | 10.10.390.254 | /24 | .1-.250 |  |  | C276 | 10.10.58.0-254
391 | Whatsminer | C277 | 10.10.59.0 | 10.10.391.254 | /24 | .1-.250 | C277 |  |  | 10.10.59.0-254
6 | Security VLAN | SCADA | 10.10.6.0 | 10.10.6.254 | /24 | .1-.250 |  |  |  | 10.10.6.0-254
7 | Whatsminer | C277 | 10.10.60.0 | 10.10.7.254 | /24 | .1-.250 |  | C277 |  | 10.10.60.0-254
8 | Whatsminer | C277 / C278 | 10.10.61.0 | 10.10.8.254 | /24 | .1-.250 | C278 |  | C277 | 10.10.61.0-254
9 | Whatsminer | C278 | 10.10.62.0 | 10.10.9.254 | /24 | .1-.250 |  | C278 |  | 10.10.62.0-254
10 |  |  | 10.10.116.0 | 10.10.10.254 | /24 | .1-.250
11 |  |  | 10.10.118.0 | 10.10.11.254 | /24 | .1-.250
390 |  |  | 10.11.134.0 | #REF! | /24 | .1-.250
391 |  |  | 10.10.119.0 | 10.10.391.254 | /24 | .1-.250
391 |  |  | 10.11.135.0 | 10.11.VLAN ID.254 | /24 | .1-.250
392 |  |  | 10.10.120.0 | 10.10.392.254 | /24 | .1-.250
392 |  |  | 10.11.136.0 | 10.11.2.254 | /24 | .1-.250
393 |  |  | 10.10.121.0 | 10.10.393.254 | /24 | .1-.250
393 |  |  | 10.11.137.0 | 10.11.4.254 | /24 | .1-.250
394 |  |  | 10.10.122.0 | 10.10.394.254 | /24 | .1-.250
394 |  |  | 10.11.138.0 | 10.11.6.254 | /24 | .1-.250
395 |  |  | 10.10.123.0 | 10.10.395.254 | /24 | .1-.250
395 |  |  | 10.11.139.0 | 10.11.8.254 | /24 | .1-.250
396 |  |  | 10.10.124.0 | 10.10.396.254 | /24 | .1-.250
396 |  |  | 10.11.140.0 | 10.11.10.254 | /24 | .1-.250
397 |  |  | 10.10.125.0 | 10.10.397.254 | /24 | .1-.250
397 |  |  | 10.11.141.0 | 10.11.12.254 | /24 | .1-.250
398 |  |  | 10.10.126.0 | 10.10.398.254 | /24 | .1-.250
398 |  |  | 10.11.142.0 | 10.11.14.254 | /24 | .1-.250
399 |  |  | 10.10.127.0 | 10.10.399.254 | /24 | .1-.250
399 |  |  | 10.11.143.0 | 10.11.16.254 | /24 | .1-.250
400 | Whatsminer | C269 / C278 | 10.10.63.0 | 10.10.400.254 | /24 | .1-.250 | C269 |  | C278 | 10.10.63.0-254
400 |  |  | 10.11.144.0 | 10.11.18.254 | /24 | .1-.250
401 | Whatsminer | C269 | 10.10.64.0 | 10.10.401.254 | /24 | .1-.250 |  | C269 |  | 10.10.64.0-254
401 |  |  | 10.11.145.0 | 10.11.20.254 | /24 | .1-.250
402 | Whatsminer | C269 | 10.10.65.0 | 10.10.402.254 | /24 | .1-.250 |  |  | C269 | 10.10.65.0-254
402 |  |  | 10.11.146.0 | 10.11.22.254 | /24 | .1-.250
403 | Whatsminer | C265 | 10.10.66.0 | 10.10.403.254 | /24 | .1-.250 | C265 |  |  | 10.10.66.0-254
403 |  |  | 10.11.147.0 | 10.11.24.254 | /24 | .1-.250
404 | Whatsminer | C265 | 10.10.67.0 | 10.10.404.254 | /24 | .1-.250 |  | C265 |  | 10.10.67.0-254
404 |  |  | 10.11.148.0 | 10.11.26.254 | /24 | .1-.250
405 | Whatsminer | C263 | 10.10.68.0 | 10.10.405.254 | /24 | .1-.250 | C263 |  |  | 10.10.68.0-254
405 |  |  | 10.11.149.0 | 10.11.28.254 | /24 | .1-.250
406 | Whatsminer | C263 | 10.10.69.0 | 10.10.406.254 | /24 | .1-.250 |  |  | C263 | 10.10.69.0-254
406 |  |  | 10.11.150.0 | 10.11.30.254 | /24 | .1-.250
7 | Miner Testing VLAN | SCADA | 10.10.7.0 | 10.10.7.254 | /24 | .1-.250 |  |  |  | 10.10.7.0-254
407 |  |  | 10.11.151.0 | 10.11.256.254 | /24 | .1-.250
408 | Whatsminer | C260 | 10.10.70.0 | 10.10.408.254 | /24 | .1-.250 |  | C260 |  | 10.10.70.0-254
408 |  |  | 10.11.152.0 | 10.11.258.254 | /24 | .1-.250
409 | Whatsminer | C260 | 10.10.71.0 | 10.10.409.254 | /24 | .1-.250 |  |  | C260 | 10.10.71.0-254
409 |  |  | 10.11.153.0 | 10.11.260.254 | /24 | .1-.250
410 | Whatsminer | C270 | 10.10.72.0 | 10.10.410.254 | /24 | .1-.250 | C270 |  |  | 10.10.72.0-254
410 |  |  | 10.11.154.0 | 10.11.262.254 | /24 | .1-.250
411 | Whatsminer | C264 | 10.10.73.0 | 10.10.411.254 | /24 | .1-.250 | C264 |  |  | 10.10.73.0-254
411 |  |  | 10.11.155.0 | 10.11.264.254 | /24 | .1-.250
412 | Whatsminer | C264 | 10.10.74.0 | 10.10.412.254 | /24 | .1-.250 |  | C264 |  | 10.10.74.0-254
412 |  |  | 10.11.156.0 | 10.11.266.254 | /24 | .1-.250
413 | Whatsminer | C266 | 10.10.76.0 | 10.10.413.254 | /24 | .1-.250 | C266 |  |  | 10.10.76.0-254
413 |  |  | 10.11.157.0 | 10.11.268.254 | /24 | .1-.250
414 | Whatsminer | C266 | 10.10.77.0 | 10.10.414.254 | /24 | .1-.250 |  | C266 |  | 10.10.77.0-254
414 |  |  | 10.11.158.0 | 10.11.270.254 | /24 | .1-.250
415 | Whatsminer | C254 / C266 | 10.10.78.0 | 10.10.415.254 | /24 | .1-.250 | C254 |  | C266 | 10.10.78.0-254
415 |  |  | 10.11.159.0 | 10.11.272.254 | /24 | .1-.250
416 |  |  | 10.10.144.0 | 10.10.416.254 | /24 | .1-.250
416 |  |  | 10.11.160.0 | 10.11.274.254 | /24 | .1-.250
417 |  |  | 10.10.145.0 | 10.10.417.254 | /24 | .1-.250
417 |  |  | 10.11.161.0 | 10.11.276.254 | /24 | .1-.250
418 |  |  | 10.10.146.0 | 10.10.418.254 | /24 | .1-.250
418 |  |  | 10.11.162.0 | 10.11.278.254 | /24 | .1-.250
419 | Whatsminer | C254 | 10.10.79.0 | 10.10.419.254 | /24 | .1-.250 |  | C254 |  | 10.10.79.0-254
419 |  |  | 10.11.163.0 | 10.11.280.254 | /24 | .1-.250
420 |  |  | 10.10.148.0 | 10.10.420.254 | /24 | .1-.250
420 |  |  | 10.11.164.0 | 10.11.282.254 | /24 | .1-.250
421 |  |  | 10.10.149.0 | 10.10.421.254 | /24 | .1-.250
421 |  |  | 10.11.165.0 | 10.11.284.254 | /24 | .1-.250
422 |  |  | 10.10.150.0 | 10.10.422.254 | /24 | .1-.250
422 |  |  | 10.11.166.0 | 10.11.286.254 | /24 | .1-.250
423 |  |  | 10.10.151.0 | 10.10.423.254 | /24 | .1-.250
423 |  |  | 10.11.167.0 | 10.11.288.254 | /24 | .1-.250
424 |  |  | 10.10.152.0 | 10.10.424.254 | /24 | .1-.250
424 |  |  | 10.11.168.0 | 10.11.290.254 | /24 | .1-.250
425 |  |  | 10.10.153.0 | 10.10.425.254 | /24 | .1-.250
425 |  |  | 10.11.169.0 | 10.11.292.254 | /24 | .1-.250
426 |  |  | 10.10.154.0 | 10.10.426.254 | /24 | .1-.250
426 |  |  | 10.11.170.0 | 10.11.294.254 | /24 | .1-.250
427 |  |  | 10.10.155.0 | 10.10.427.254 | /24 | .1-.250
427 |  |  | 10.11.171.0 | 10.11.296.254 | /24 | .1-.250
8 | Substation | SCADA | 10.10.8.0 | 10.10.8.254 | /24 | .1-.250 |  |  |  | 10.10.8.0-254
428 |  |  | 10.11.172.0 | 10.11.296.254 | /24 | .1-.250
429 | Whatsminer | C254 | 10.10.80.0 | 10.10.429.254 | /24 | .1-.250 |  |  | C254 | 10.10.80.0-254
429 |  |  | 10.11.173.0 | 10.11.297.254 | /24 | .1-.250
430 | Whatsminer | C255 | 10.10.81.0 | 10.10.430.254 | /24 | .1-.250 |  | C255 |  | 10.10.81.0-254
430 |  |  | 10.11.174.0 | 10.11.298.254 | /24 | .1-.250
431 | Whatsminer | C255 | 10.10.82.0 | 10.10.431.254 | /24 | .1-.250 |  |  | C255 | 10.10.82.0-254
431 |  |  | 10.11.175.0 | 10.11.299.254 | /24 | .1-.250
432 | Whatsminer | C256 | 10.10.83.0 | 10.10.432.254 | /24 | .1-.250 | C256 |  |  | 10.10.83.0-254
432 |  |  | 10.11.176.0 | 10.11.300.254 | /24 | .1-.250
433 |  |  | 10.10.161.0 | 10.10.433.254 | /24 | .1-.250
433 |  |  | 10.11.177.0 | 10.11.301.254 | /24 | .1-.250
434 |  |  | 10.10.162.0 | 10.10.434.254 | /24 | .1-.250
434 |  |  | 10.11.178.0 | 10.11.302.254 | /24 | .1-.250
435 | Whatsminer | C256 | 10.10.84.0 | 10.10.435.254 | /24 | .1-.250 |  | C256 |  | 10.10.84.0-254
435 |  |  | 10.11.179.0 | 10.11.303.254 | /24 | .1-.250
436 | Whatsminer | C255 / C256 | 10.10.85.0 | 10.10.436.254 | /24 | .1-.250 | C255 |  | C256 | 10.10.85.0-254
436 |  |  | 10.11.180.0 | 10.11.304.254 | /24 | .1-.250
437 | Whatsminer | C250 | 10.10.93.0 | 10.10.437.254 | /24 | .1-.250 | C250 |  |  | 10.10.93.0-254
437 |  |  | 10.11.181.0 | 10.11.305.254 | /24 | .1-.250
438 | Antminer | C244 | 10.10.94.0 | 10.10.438.254 | /24 | .1-.250 | C244 |  |  | 10.10.94.0-254
438 |  |  | 10.11.182.0 | 10.11.306.254 | /24 | .1-.250
439 | Antminer | C244 | 10.10.95.0 | 10.10.439.254 | /24 | .1-.250 |  | C244 |  | 10.10.95.0-254
439 |  |  | 10.11.183.0 | 10.11.307.254 | /24 | .1-.250
440 | Antminer | C244 | 10.10.96.0 | 10.10.440.254 | /24 | .1-.250 |  |  | C244 | 10.10.96.0-254
440 |  |  | 10.11.184.0 | 10.11.308.254 | /24 | .1-.250
441 | Whatsminer | C245 | 10.10.97.0 | 10.10.441.254 | /24 | .1-.250 | C245 |  |  | 10.10.97.0-254
441 |  |  | 10.11.185.0 | 10.11.309.254 | /24 | .1-.250
442 | Whatsminer | C245 | 10.10.98.0 | 10.10.442.254 | /24 | .1-.250 |  | C245 |  | 10.10.98.0-254
442 |  |  | 10.11.186.0 | 10.11.310.254 | /24 | .1-.250
443 | Antminer | C246 | 10.10.99.0 | 10.10.443.254 | /24 | .1-.250 | C246 |  |  | 10.10.99.0-254
443 |  |  | 10.11.187.0 | 10.11.311.254 | /24 | .1-.250
367 | Antminer | C243 | 10.11.111.0 | #REF! | /24 | .1-.250 |  |  | C243 | 10.11.111.0-254
444 |  |  | 10.11.188.0 | 10.11.312.254 | /24 | .1-.250
368 | Whatsminer | C188 | 10.11.112.0 | #REF! | /24 | .1-.250 | C188 |  |  | 10.11.112.0-254
445 |  |  | 10.11.189.0 | 10.11.313.254 | /24 | .1-.250
446 |  |  | 10.10.174.0 | 10.10.446.254 | /24 | .1-.250
446 |  |  | 10.11.190.0 | 10.11.314.254 | /24 | .1-.250
447 |  |  | 10.10.175.0 | 10.10.447.254 | /24 | .1-.250
447 |  |  | 10.11.191.0 | 10.11.315.254 | /24 | .1-.250
448 |  |  | 10.10.176.0 | 10.10.448.254 | /24 | .1-.250
448 |  |  | 10.11.192.0 | 10.11.316.254 | /24 | .1-.250
449 |  |  | 10.10.177.0 | 10.10.449.254 | /24 | .1-.250
449 |  |  | 10.11.193.0 | 10.11.317.254 | /24 | .1-.250
450 |  |  | 10.10.178.0 | 10.10.450.254 | /24 | .1-.250
450 |  |  | 10.11.194.0 | 10.11.318.254 | /24 | .1-.250
369 | Whatsminer | C188 | 10.11.113.0 | #REF! | /24 | .1-.250 |  | C188 |  | 10.11.113.0-254
451 |  |  | 10.11.195.0 | 10.11.319.254 | /24 | .1-.250
370 | Whatsminer | C188 | 10.11.114.0 | #REF! | /24 | .1-.250 |  |  | C188 | 10.11.114.0-254
452 |  |  | 10.11.196.0 | 10.11.321.254 | /24 | .1-.250
372 | Whatsminer | C209 | 10.11.116.0 | #REF! | /24 | .1-.250 | C209 |  |  | 10.11.116.0-254
453 |  |  | 10.11.197.0 | 10.11.323.254 | /24 | .1-.250
373 | Whatsminer | C209 | 10.11.117.0 | #REF! | /24 | .1-.250 |  | C209 |  | 10.11.117.0-254
454 |  |  | 10.11.198.0 | 10.11.325.254 | /24 | .1-.250
374 | Whatsminer | C209 | 10.11.118.0 | #REF! | /24 | .1-.250 |  |  | C209 | 10.11.118.0-254
455 |  |  | 10.11.199.0 | 10.11.327.254 | /24 | .1-.250
378 | Whatsminer | C223 | 10.11.122.0 | #REF! | /24 | .1-.250 | C223 |  |  | 10.11.122.0-254
456 |  |  | 10.11.200.0 | 10.11.329.254 | /24 | .1-.250
379 | Whatsminer | C223 | 10.11.123.0 | #REF! | /24 | .1-.250 |  | C223 |  | 10.11.123.0-254
457 |  |  | 10.11.201.0 | 10.11.331.254 | /24 | .1-.250
380 | Whatsminer | C223 / C242 | 10.11.124.0 | #REF! | /24 | .1-.250 | C242 |  | C223 | 10.11.124.0-254
458 |  |  | 10.11.202.0 | 10.11.333.254 | /24 | .1-.250
381 | Whatsminer | C242 | 10.11.125.0 | #REF! | /24 | .1-.250 |  | C242 |  | 10.11.125.0-254
459 |  |  | 10.11.203.0 | 10.11.335.254 | /24 | .1-.250
460 |  |  | 10.10.188.0 | 10.10.460.254 | /24 | .1-.250
460 |  |  | 10.11.204.0 | 10.11.337.254 | /24 | .1-.250
382 | Whatsminer | C242 | 10.11.126.0 | #REF! | /24 | .1-.250 |  |  | C242 | 10.11.126.0-254
461 |  |  | 10.11.205.0 | 10.11.339.254 | /24 | .1-.250
387 | Whatsminer | C258 | 10.11.131.0 | #REF! | /24 | .1-.250 | C258 |  |  | 10.11.131.0-254
462 |  |  | 10.11.206.0 | 10.11.341.254 | /24 | .1-.250
388 | Whatsminer | C258 | 10.11.132.0 | #REF! | /24 | .1-.250 |  | C258 |  | 10.11.132.0-254
463 |  |  | 10.11.207.0 | 10.11.343.254 | /24 | .1-.250
464 |  |  | 10.10.192.0 | 10.10.464.254 | /24 | .1-.250
464 |  |  | 10.11.208.0 | 10.11.345.254 | /24 | .1-.250
465 |  |  | 10.10.193.0 | 10.10.465.254 | /24 | .1-.250
465 |  |  | 10.11.209.0 | 10.11.347.254 | /24 | .1-.250
466 |  |  | 10.10.194.0 | 10.10.466.254 | /24 | .1-.250
466 |  |  | 10.11.210.0 | 10.11.349.254 | /24 | .1-.250
467 |  |  | 10.10.195.0 | 10.10.467.254 | /24 | .1-.250
467 |  |  | 10.11.211.0 | 10.11.351.254 | /24 | .1-.250
468 |  |  | 10.10.196.0 | 10.10.468.254 | /24 | .1-.250
468 |  |  | 10.11.212.0 | 10.11.353.254 | /24 | .1-.250
469 |  |  | 10.10.197.0 | 10.10.469.254 | /24 | .1-.250
469 |  |  | 10.11.213.0 | 10.11.355.254 | /24 | .1-.250
389 | Whatsminer | C258 | 10.11.133.0 | #REF! | /24 | .1-.250 |  |  | C258 | 10.11.133.0-254
470 |  |  | 10.11.214.0 | 10.11.357.254 | /24 | .1-.250
295 | Whatsminer | C245 | 10.11.39.0 | #REF! | /24 | .1-.250 |  |  | C245 | 10.11.39.0-254
471 |  |  | 10.11.215.0 | 10.11.352.254 | /24 | .1-.250
472 |  |  | 10.10.200.0 | 10.10.472.254 | /24 | .1-.250
472 |  |  | 10.11.216.0 | 10.11.353.254 | /24 | .1-.250
473 |  |  | 10.10.201.0 | 10.10.473.254 | /24 | .1-.250
473 |  |  | 10.11.217.0 | 10.11.354.254 | /24 | .1-.250
474 |  |  | 10.10.202.0 | 10.10.474.254 | /24 | .1-.250
474 |  |  | 10.11.218.0 | 10.11.355.254 | /24 | .1-.250
475 |  |  | 10.10.203.0 | 10.10.475.254 | /24 | .1-.250
475 |  |  | 10.11.219.0 | 10.11.356.254 | /24 | .1-.250
476 |  |  | 10.10.204.0 | 10.10.476.254 | /24 | .1-.250
476 |  |  | 10.11.220.0 | 10.11.357.254 | /24 | .1-.250
477 |  |  | 10.10.205.0 | 10.10.477.254 | /24 | .1-.250
477 |  |  | 10.11.221.0 | 10.11.358.254 | /24 | .1-.250
478 |  |  | 10.10.206.0 | 10.10.478.254 | /24 | .1-.250
478 |  |  | 10.11.222.0 | 10.11.359.254 | /24 | .1-.250
349 | Whatsminer | C226 | 10.11.93.0 | #REF! | /24 | .1-.250 | C226 |  |  | 10.11.93.0-254
479 |  |  | 10.11.223.0 | 10.11.360.254 | /24 | .1-.250
350 | Whatsminer | C226 | 10.11.94.0 | #REF! | /24 | .1-.250 |  | C226 |  | 10.11.94.0-254
480 |  |  | 10.11.224.0 | 10.11.361.254 | /24 | .1-.250
351 | Whatsminer | C226 | 10.11.95.0 | #REF! | /24 | .1-.250 |  |  | C226 | 10.11.95.0-254
481 |  |  | 10.11.225.0 | 10.11.362.254 | /24 | .1-.250
482 |  |  | 10.10.210.0 | 10.10.482.254 | /24 | .1-.250
482 |  |  | 10.11.226.0 | 10.11.363.254 | /24 | .1-.250
483 |  |  | 10.10.211.0 | 10.10.483.254 | /24 | .1-.250
483 |  |  | 10.11.227.0 | 10.11.365.254 | /24 | .1-.250
484 |  |  | 10.10.212.0 | 10.10.484.254 | /24 | .1-.250
484 |  |  | 10.11.228.0 | 10.11.367.254 | /24 | .1-.250
485 |  |  | 10.10.213.0 | 10.10.485.254 | /24 | .1-.250
485 |  |  | 10.11.229.0 | 10.11.369.254 | /24 | .1-.250
486 |  |  | 10.10.214.0 | 10.10.486.254 | /24 | .1-.250
486 |  |  | 10.11.230.0 | 10.11.371.254 | /24 | .1-.250
487 |  |  | 10.10.215.0 | 10.10.487.254 | /24 | .1-.250
487 |  |  | 10.11.231.0 | 10.11.3.254 | /24 | .1-.250
488 |  |  | 10.10.216.0 | 10.10.488.254 | /24 | .1-.250
488 |  |  | 10.11.232.0 | 10.11.5.254 | /24 | .1-.250
489 |  |  | 10.10.217.0 | 10.10.489.254 | /24 | .1-.250
489 |  |  | 10.11.233.0 | 10.11.4.254 | /24 | .1-.250
490 |  |  | 10.10.218.0 | 10.10.490.254 | /24 | .1-.250
490 |  |  | 10.11.234.0 | 10.11.371.254 | /24 | .1-.250
491 |  |  | 10.10.219.0 | 10.10.491.254 | /24 | .1-.250
491 |  |  | 10.11.235.0 | 10.11.373.254 | /24 | .1-.250
492 |  |  | 10.10.220.0 | 10.10.492.254 | /24 | .1-.250
492 |  |  | 10.11.236.0 | 10.11.375.254 | /24 | .1-.250
493 |  |  | 10.10.221.0 | 10.10.493.254 | /24 | .1-.250
493 |  |  | 10.11.237.0 | 10.11.377.254 | /24 | .1-.250
494 |  |  | 10.10.222.0 | 10.10.494.254 | /24 | .1-.250
494 |  |  | 10.11.238.0 | 10.11.4.254 | /24 | .1-.250
495 |  |  | 10.10.223.0 | 10.10.495.254 | /24 | .1-.250
495 |  |  | 10.11.239.0 | 10.11.6.254 | /24 | .1-.250
496 |  |  | 10.10.224.0 | 10.10.496.254 | /24 | .1-.250
496 |  |  | 10.11.240.0 | 10.11.376.254 | /24 | .1-.250
497 |  |  | 10.10.225.0 | 10.10.497.254 | /24 | .1-.250
497 |  |  | 10.11.241.0 | 10.11.377.254 | /24 | .1-.250
498 |  |  | 10.10.226.0 | 10.10.498.254 | /24 | .1-.250
498 |  |  | 10.11.242.0 | 10.11.378.254 | /24 | .1-.250
499 |  |  | 10.10.227.0 | 10.10.499.254 | /24 | .1-.250
499 |  |  | 10.11.243.0 | 10.11.380.254 | /24 | .1-.250
500 |  |  | 10.10.228.0 | 10.10.500.254 | /24 | .1-.250
500 |  |  | 10.11.244.0 | 10.11.382.254 | /24 | .1-.250
501 |  |  | 10.10.229.0 | 10.10.501.254 | /24 | .1-.250
501 |  |  | 10.11.245.0 | 10.11.384.254 | /24 | .1-.250
502 |  |  | 10.10.230.0 | 10.10.502.254 | /24 | .1-.250
502 |  |  | 10.11.246.0 | 10.11.386.254 | /24 | .1-.250
503 |  |  | 10.10.231.0 | 10.10.503.254 | /24 | .1-.250
503 |  |  | 10.11.247.0 | 10.11.388.254 | /24 | .1-.250
504 |  |  | 10.10.232.0 | 10.10.504.254 | /24 | .1-.250
504 |  |  | 10.11.248.0 | 10.11.390.254 | /24 | .1-.250
505 |  |  | 10.10.233.0 | 10.10.505.254 | /24 | .1-.250
505 |  |  | 10.11.249.0 | 10.11.6.254 | /24 | .1-.250
506 |  |  | 10.10.234.0 | 10.10.506.254 | /24 | .1-.250
506 |  |  | 10.11.250.0 | 10.11.8.254 | /24 | .1-.250
507 |  |  | 10.10.235.0 | 10.10.507.254 | /24 | .1-.250
507 |  |  | 10.11.251.0 | 10.11.10.254 | /24 | .1-.250
508 |  |  | 10.10.236.0 | 10.10.508.254 | /24 | .1-.250
508 |  |  | 10.11.252.0 | 10.11.12.254 | /24 | .1-.250
509 |  |  | 10.10.237.0 | 10.10.509.254 | /24 | .1-.250
509 |  |  | 10.11.253.0 | 10.11.384.254 | /24 | .1-.250
510 |  |  | 10.10.238.0 | 10.10.510.254 | /24 | .1-.250
510 |  |  | 10.11.254.0 | 10.11.384.254 | /24 | .1-.250
511 |  |  | 10.10.239.0 | 10.10.511.254 | /24 | .1-.250
512 |  |  | 10.10.240.0 | 10.10.512.254 | /24 | .1-.250
513 |  |  | 10.10.241.0 | 10.10.513.254 | /24 | .1-.250
514 |  |  | 10.10.242.0 | 10.10.514.254 | /24 | .1-.250
515 |  |  | 10.10.243.0 | 10.10.515.254 | /24 | .1-.250
516 |  |  | 10.10.244.0 | 10.10.516.254 | /24 | .1-.250
517 |  |  | 10.10.245.0 | 10.10.517.254 | /24 | .1-.250
518 |  |  | 10.10.246.0 | 10.10.518.254 | /24 | .1-.250
519 |  |  | 10.10.247.0 | 10.10.519.254 | /24 | .1-.250
520 |  |  | 10.10.248.0 | 10.10.520.254 | /24 | .1-.250
521 |  |  | 10.10.249.0 | 10.10.521.254 | /24 | .1-.250
522 |  |  | 10.10.250.0 | 10.10.522.254 | /24 | .1-.250
523 |  |  | 10.10.251.0 | 10.10.523.254 | /24 | .1-.250
524 |  |  | 10.10.252.0 | 10.10.524.254 | /24 | .1-.250
525 |  |  | 10.10.253.0 | 10.10.525.254 | /24 | .1-.250
526 |  |  | 10.10.254.0 | 10.10.526.254 | /24 | .1-.250
|  |  | 10.11.255.0 | 10.11.391.254 | /24 | .1-.250

## Pivot Table 1 (hidden)
COUNTA of Container
287
| 43 | 3 Days | CB - Open Disconnect
| 47 | 3 Days | CB - Open Disconnect
| 6 | 1 Day | Constellation Switchgear
| 17 | 1 Day | CB
| 15 | 1 Day | CB
| 16 | 1 Day | CB
| 17 | 1 Day | CB
2

## Outage Plan (hidden)
MDC # | Customer | Substation Breaker Name (CN) | Anticipated Outage Date
C009 | US Bitcoin Corp | 11A | 2023-06-15
C010 | US Bitcoin Corp | 11A | 2023-06-15
C011 | US Bitcoin Corp | 11A | 2023-06-15
C012 | US Bitcoin Corp | 11A | 2023-06-15
C013 | US Bitcoin Corp | 11A | 2023-06-15
C014 | US Bitcoin Corp | 11A | 2023-06-15
C015 |  | 11A | 2023-06-15
C016 | US Bitcoin Corp | 11A | 2023-06-15
C017 |  | 11A | 2023-06-15
C018 |  | 11A | 2023-06-15
C019 | Compass Mining | 11A | 2023-06-15
C020 | Marathon Patent Group, Inc | 11A | 2023-06-15
C132 | US Bitcoin Corp | 11B | 2023-06-15
C144 | US Bitcoin Corp | 11B | 2023-06-15
C145 | US Bitcoin Corp | 11B | 2023-06-15
C146 | US Bitcoin Corp | 11B | 2023-06-15
C147 | US Bitcoin Corp | 11B | 2023-06-15
C148 | US Bitcoin Corp | 11B | 2023-06-15
C149 | US Bitcoin Corp | 11B | 2023-06-15
C156 | Sphere 3D | 11B | 2023-06-15
C157 |  | 11B | 2023-06-15
C158 |  | 11B | 2023-06-15
C159 | Integrated Ventures | 11B | 2023-06-15
C160 |  | 11B | 2023-06-15
C161 |  | 11B | 2023-06-15
C162 |  | 11B | 2023-06-15
C163 |  | 11B | 2023-06-15
C120 | Touzi Capital | 11C | 2023-06-15
C133 | US Bitcoin Corp | 11C | 2023-06-15
C134 | US Bitcoin Corp | 11C | 2023-06-15
C135 | US Bitcoin Corp | 11C | 2023-06-15
C136 | US Bitcoin Corp | 11C | 2023-06-15
C137 |  | 11C | 2023-06-15
C138 | Compass Mining | 11C | 2023-06-15
C139 | Compass Mining | 11C | 2023-06-15
C140 |  | 11C | 2023-06-15
C141 |  | 11C | 2023-06-15
C150 | Compass Mining | 11C | 2023-06-15
C151 | Compass Mining | 11C | 2023-06-15
C152 | Compass Mining | 11C | 2023-06-15
C153 |  | 11C | 2023-06-15
C154 |  | 11C | 2023-06-15
C155 |  | 11C | 2023-06-15
C085 |  | 12A | 2023-06-14
C097 | Touzi Capital | 12A | 2023-06-14
C109 | Touzi Capital | 12A | 2023-06-14
C121 | Touzi Capital | 12A | 2023-06-14
C122 | Compass Mining | 12A | 2023-06-14
C123 | Compass Mining | 12A | 2023-06-14
C124 | Compass Mining | 12A | 2023-06-14
C125 | Compass Mining | 12A | 2023-06-14
C126 | Compass Mining | 12A | 2023-06-14
C127 |  | 12A | 2023-06-14
C128 |  | 12A | 2023-06-14
C129 | Compass Mining | 12A | 2023-06-14
C130 |  | 12A | 2023-06-14
C131 |  | 12A | 2023-06-14
C142 |  | 12A | 2023-06-14
C143 |  | 12A | 2023-06-14
C063 | Marathon Patent Group, Inc | 12B | 2023-06-13
C074 | Marathon Patent Group, Inc | 12B | 2023-06-13
C086 | Marathon Patent Group, Inc | 12B | 2023-06-13
C098 | Touzi Capital | 12B | 2023-06-13
C099 | Touzi Capital | 12B | 2023-06-13
C100 | Touzi Capital | 12B | 2023-06-13
C110 | Touzi Capital | 12B | 2023-06-13
C111 | Us Bitcoin Corp | 12B | 2023-06-13
C112 | Us Bitcoin Corp | 12B | 2023-06-13
C113 |  | 12B | 2023-06-13
C114 | Sphere 3D | 12B | 2023-06-13
C115 | Sphere 3D | 12B | 2023-06-13
C116 | US Bitcoin Corp | 12B | 2023-06-13
C117 | Sphere 3D | 12B | 2023-06-13
C118 | Sphere 3D | 12B | 2023-06-13
C119 | Touzi Capital | 12B | 2023-06-13
C087 | Compass Mining | 12C | 2023-06-12
C088 | Compass Mining | 12C | 2023-06-12
C089 | Compass Mining | 12C | 2023-06-12
C090 | Decimal / Integrated Ventures | 12C | 2023-06-12
C091 | Compass Mining | 12C | 2023-06-12
C092 | Compass Mining | 12C | 2023-06-12
C093 | Compass Mining | 12C | 2023-06-12
C094 |  | 12C | 2023-06-12
C101 | Compass Mining | 12C | 2023-06-12
C102 | Marathon Patent Group, Inc | 12C | 2023-06-12
C103 | Marathon Patent Group, Inc | 12C | 2023-06-12
C104 | Marathon Patent Group, Inc | 12C | 2023-06-12
C105 | Compass Mining | 12C | 2023-06-12
C106 | Marathon Patent Group, Inc | 12C | 2023-06-12
C107 | Marathon Patent Group, Inc | 12C | 2023-06-12
C075 | Compass Mining | 21A | 2023-06-06
C076 | Compass Mining | 21A | 2023-06-06
C077 | US Bitcoin Corp | 21A | 2023-06-06
C078 | US Bitcoin Corp | 21A | 2023-06-06
C079 | US Bitcoin Corp | 21A | 2023-06-06
C080 | Compass Mining | 21A | 2023-06-06
C064 | US Bitcoin Corp | 21B | 2023-06-06
C065 | Touzi Capital | 21B | 2023-06-06
C066 | Touzi Capital | 21B | 2023-06-06
C067 | Compass Mining | 21B | 2023-06-06
C068 | Compass Mining | 21B | 2023-06-06
C069 | Compass Mining | 21B | 2023-06-06
C021 | Marathon Patent Group, Inc | 21C | 2023-06-06
C027 | Marathon Patent Group, Inc | 21C | 2023-06-06
C035 | US Bitcoin Corp | 21C | 2023-06-06
C043 | Compass Mining | 21C | 2023-06-06
C053 | US Bitcoin Corp | 21C | 2023-06-06
C022 | Marathon Patent Group, Inc | 22A | 2023-06-07
C028 | Marathon Patent Group, Inc | 22A | 2023-06-07
C036 | Compass Mining | 22A | 2023-06-07
C044 | Compass Mining | 22A | 2023-06-07
C054 | Compass Mining | 22A | 2023-06-07
C023 | Marathon Patent Group, Inc | 22B | 2023-06-07
C029 | Marathon Patent Group, Inc | 22B | 2023-06-07
C037 | Compass Mining | 22B | 2023-06-07
C045 | Touzi Capital | 22B | 2023-06-07
C055 | Touzi Capital | 22B | 2023-06-07
C024 | US Bitcoin Corp | 22C | 2023-06-07
C030 | Marathon Patent Group, Inc | 22C | 2023-06-07
C038 | Compass Mining | 22C | 2023-06-07
C046 | Touzi Capital | 22C | 2023-06-07
C056 | Compass Mining | 22C | 2023-06-07
C025 | Marathon Patent Group, Inc | 23A | 2024-06-08
C031 | Marathon Patent Group, Inc | 23A | 2023-06-08
C039 | Compass Mining | 23A | 2023-06-08
C047 | Marathon Patent Group, Inc | 23A | 2023-06-08
C057 | US Bitcoin Corp | 23A | 2023-06-08
C026 | Marathon Patent Group, Inc | 23B | 2023-06-08
C032 | Marathon Patent Group, Inc | 23B | 2023-06-08
C040 | US Bitcoin Corp | 23B | 2023-06-08
C048 | Marathon Patent Group, Inc | 23B | 2023-06-08
C058 | US Bitcoin Corp | 23B | 2023-06-08
C033 | Marathon Patent Group, Inc | 23C | 2023-06-08
C041 | Marathon Patent Group, Inc | 23C | 2023-06-08
C049 | Marathon Patent Group, Inc | 23C | 2023-06-08
C059 | Integrated Ventures | 23C | 2023-06-08
C070 | Integrated Ventures | 23C | 2023-06-08
C081 | Touzi Capital | 23C | 2023-06-08
C034 | Marathon Patent Group, Inc | 24A | 2023-06-09
C042 | Integrated Ventures | 24A | 2023-06-09
C050 | Compass Mining | 24A | 2023-06-09
C060 | Compass Mining | 24A | 2023-06-09
C071 | Integrated Ventures | 24A | 2023-06-09
C082 | Integrated Ventures | 24A | 2023-06-09
C051 | US Bitcoin Corp | 24B | 2023-06-09
C061 | Sphere 3D | 24B | 2023-06-09
C072 | US Bitcoin Corp | 24B | 2023-06-09
C083 | Compass Mining | 24B | 2023-06-09
C095 | Touzi Capital | 24B | 2023-06-09
C052 | Marathon Patent Group, Inc | 24C | 2023-06-09
C062 | Compass Mining | 24C | 2023-06-09
C073 | Touzi Capital | 24C | 2023-06-09
C084 | Touzi Capital | 24C | 2023-06-09
C096 |  | 24C | 2023-06-09
C108 | Touzi Capital | 24C | 2024-06-09
C001 | Marathon Patent Group, Inc | 1A | 2023-06-20
C002 | Marathon Patent Group, Inc | 1A | 2023-06-20
C004 | Marathon Patent Group, Inc | 1A | 2023-06-20
C003 | US Bitcoin Corp | 1B | 2023-06-20
C005 | Marathon Patent Group, Inc | 1B | 2023-06-20
C006 | Marathon Patent Group, Inc | 1B | 2023-06-20
C007 | Foundry | 2A | 2023-06-20
C008 | Sphere 3D | 2A | 2023-06-20
TOTAL

## VLAN issues (hidden)
Container | Issue
C063 | VLAN > 255
C074 | VLAN > 255
C085 | VLAN > 255
C086 | VLAN > 255
C097 | VLAN > 255
C100 | VLAN > 255
C103 | VLAN > 255
C104 | VLAN > 255
C106 | VLAN > 255
C107 | VLAN > 255
C109 | VLAN > 255
C110 | VLAN > 255
C114 | VLAN > 255
C115 | VLAN > 255
C116 | VLAN > 255
C117 | VLAN > 255
C118 | VLAN > 255
C119 | VLAN > 255

## Miner Types (hidden)
Model | Ideal Hashrate (TH) | Sticker Efficiency (W/TH) | Power Consumption (W) | Model | Antminer S19 (86T) | Antminer S19 (90T) | Antminer S19 (95T) | Antminer S19 Pro (105T) | Antminer S19 Pro (110T) | Antminer S19j Pro (100T) | Antminer S19j Pro (104T) | Antminer S19j Pro (88T) | Antminer S19j Pro (92T) | Antminer S19j Pro (96T) | Antminer S19XP (134T) | Antminer S19XP (141T) | Whatsminer M30S (82T) | Whatsminer M30S (84T) | Whatsminer M30S (86T) | Whatsminer M30S (88T) | Whatsminer M30S (90T) | Whatsminer M30S (92T) | Whatsminer M30S (94T) | Whatsminer M30S+ (100T) | Whatsminer M30S+ (102T) | Whatsminer M30S+ (104T) | Whatsminer M30S+ (96T) | Whatsminer M30S+ (98T) | Whatsminer M30S++ (104T) | Whatsminer M30S++ (106T) | Whatsminer M30S++ (108T) | Whatsminer M30S++ (110T) | Whatsminer M31S (74T)
Antminer S19 (86T) | 86 | 34 | 2924 | Ideal Hashrate (TH) | 86 | 90 | 95 | 105 | 110 | 100 | 104 | 88 | 92 | 96 | 134 | 141 | 82 | 84 | 86 | 86 | 90 | 92 | 94 | 100 | 102 | 104 | 96 | 98 | 104 | 106 | 108 | 110 | 74
Antminer S19 (90T) | 90 | 34 | 3060 | Sticker Efficiency (W/TH) | 34 | 34 | 34 | 29.5 | 29.5 | 29.5 | 29.5 | 29.5 | 29.5 | 29.5 | 21.5 | 21.5 | 38 | 38 | 38 | 38 | 38 | 38 | 38 | 34 | 34 | 34 | 34 | 34 | 31 | 31 | 31 | 31 | 44
Antminer S19 (95T) | 95 | 34 | 3230 | Power Consumption (W) | 2924 | 3060 | 3230 | 3097.5 | 3245 | 2950 | 3068 | 2596 | 2714 | 2832 | 2881 | 3031.5 | 3116 | 3192 | 3268 | 3268 | 3420 | 3496 | 3572 | 3400 | 3468 | 3536 | 3264 | 3332 | 3224 | 3286 | 3348 | 3410 | 3256
Antminer S19 Pro (105T) | 105 | 29.5 | 3097.5
Antminer S19 Pro (110T) | 110 | 29.5 | 3245
Antminer S19j Pro (100T) | 100 | 29.5 | 2950
Antminer S19j Pro (104T) | 104 | 29.5 | 3068
Antminer S19j Pro (88T) | 88 | 29.5 | 2596
Antminer S19j Pro (92T) | 92 | 29.5 | 2714
Antminer S19j Pro (96T) | 96 | 29.5 | 2832
Antminer S19XP (134T) | 134 | 21.5 | 2881
Antminer S19XP (141T) | 141 | 21.5 | 3031.5
Whatsminer M30S (82T) | 82 | 38 | 3116
Whatsminer M30S (84T) | 84 | 38 | 3192
Whatsminer M30S (86T) | 86 | 38 | 3268
Whatsminer M30S (88T) | 86 | 38 | 3268
Whatsminer M30S (90T) | 90 | 38 | 3420
Whatsminer M30S (92T) | 92 | 38 | 3496
Whatsminer M30S (94T) | 94 | 38 | 3572
Whatsminer M30S+ (100T) | 100 | 34 | 3400
Whatsminer M30S+ (102T) | 102 | 34 | 3468
Whatsminer M30S+ (104T) | 104 | 34 | 3536
Whatsminer M30S+ (96T) | 96 | 34 | 3264
Whatsminer M30S+ (98T) | 98 | 34 | 3332
Whatsminer M30S++ (104T) | 104 | 31 | 3224
Whatsminer M30S++ (106T) | 106 | 31 | 3286
Whatsminer M30S++ (108T) | 108 | 31 | 3348
Whatsminer M30S++ (110T) | 110 | 31 | 3410
Whatsminer M31S (74T) | 74 | 44 | 3256

## Labor (hidden)
Date | 2022-01-14 | 2022-01-21 | 2022-01-28 | 2022-02-04 | 2022-02-11 | 2022-02-18 | 2022-02-25 | 2022-03-04 | 2022-03-11 | 2022-03-18 | 2022-03-25 | 2022-04-01
Energize | 2022-03-04: 3920; 2022-03-18: 3920; 2022-04-01: 3920
Total Energized | 2022-03-04: 3920; 2022-03-11: 3920; 2022-03-18: 7840; 2022-03-25: 7840; 2022-04-01: 11760
Delivery | 2022-02-11: 6500; 2022-02-18: 3500; 2022-03-25: 1760
Total Delivered | 0 |  |  |  | 6500 | 10000 | 10000 | 10000 | 10000 | 10000 | 11760 | 11760
Labor | 2022-01-14: Hours; 2022-01-21: Minutes
Unboxing | 2022-01-14: 0.05; 2022-01-21: 3
Loading | 2022-01-14: 0.083333; 2022-01-21: 5
Days/ Week | 2022-01-14: 5
Hours/ Day | 2022-01-14: 7
Hours/ Week | 2022-01-14: 35
| Week/ Worker | Day/ Worker
Unboxed | 2022-01-14: 700; 2022-01-21: 140
Loaded | 2022-01-14: 420; 2022-01-21: 84
Employee Max | 2022-01-14: 10

## Land Clearing (hidden)
Firm | Acres | Total Cost | Price per Acre
Pierce Land Clearing | 10 | 40000 | 4000
Lozoya | 12 | 30472 | 2539.3333
Williams Paving | 10 | 2,500 - 3,000 | 2700

## Geotech Survey (hidden)
Firm | Phase 1 Cost | Phase 2 | Land Clearing Cost | Total Cost
Beyond | 12000 | 20000 | TBD | 32000
Terracon | 13800 | 18700 | TBD | 32500

## Container Ratio (hidden)
|  | Miners/Unit | MW/Unit | MW/Unit (M30s) | $/Unit | $/MW | $/MW (M30s) |  |  | Site
| Tessarack | 968 | 3.45 | 3.2912 | 613000 | 177681.1594 | 186254.2538 |  | Megawatts | 42
| RK | 560 | 2 | 1.904 | 315000 | 157500 | 165441.1765 |  |  | M30s
[9 empty] | Watts | 3400
MW Limit
Option 1 |  | Units | Total Spots | Total MW (M30s) |  | Container | Site |  | Total $ | $/Miner
| Tessarack | 0 | 0 | 0 |  | 0 | 0 |  | 0 | #DIV/0!
| RK | 21 | 11760 | 39.984 |  | 42 | 42 |  | 6615000 | 562.5
| Total | 21 | 11760 | 39.984 |  | 42 | 42 |  | 6615000 | 562.5
Underutilization
|  | MW Utilization | Active Miners |  |  | Container | Site
| Tessarack | 0 | 0 |  |  | 0
| RK | 39.984 | 11760 |  |  | 0
| Total | 39.984 | 11760 |  |  | 0 | 592.9412
MW Limit
Option 2 |  | Units | Total Spots | Total MW (M30s) |  | Container | Site |  | Total $ | $/Miner
| Tessarack | 0 | 0 | 0 |  | 0 | 0 |  | 0 | #DIV/0!
| RK | 22 | 12320 | 41.888 |  | 44 | 42 |  | 6930000 | 562.5
| Total | 22 | 12320 | 41.888 |  | 44 | 42 |  | 6930000 | 562.5
Underutilization
|  | MW Utilization | Active Miners |  |  | Container | Site
| Tessarack | 0 | 0 |  |  | 0
| RK | 41.888 | 12320 |  |  | 0
| Total | 41.888 | 12320 |  |  | 0 | 32.9412
[7 empty] | $ | Miners | $/Miner | $/Additional
| Assumptions: |  |  |  |  | Option 1 | 6615000 | 11760 | 562.5
| 1. Leaving an RK vacant is preferred to leaving a Tessarack vacant |  |  |  |  | Option 2 | 6930000 | 12320 | 562.5
| 2. Only cost is that of the containers. Cost of transformer could be added to $/Unit |  |  |  |  | Difference | -315000 | -560 | 0 | 562.5

## Sound Concern (hidden)
Container | Risk Level
C163 | High
C153 | High
C141 | High
C155 | High
C143 | High
C130 | High
C118 | High
C131 | High
C119 | High
C106 | High
C094 | High
C108 | High
C096 | High
C084 | High
C073 | High
C062 | High
C052 | High
C162 | Medium
C152 | Medium
C140 | Medium
C154 | Medium
C142 | Medium
C129 | Medium
C117 | Medium
C105 | Medium
C116 | Medium
C128 | Medium
C104 | Medium
C092 | Medium
C093 | Medium
C082 | Medium
C071 | Medium
C107 | Medium
C095 | Medium
C083 | Medium
C072 | Medium
C061 | Medium
C051 | Medium
C060 | Medium
C050 | Medium
C042 | Medium
C034 | Medium